## Front Cover
Schedule of Rates - Refit Workstream Tender
for
Kmart Australia
| Contractor: | Samways Building & Construction
| State: | QLD,NSW,ACT,VIC,TAS,SA,WA,NT&NZ
| Refit Model: | 276708.4181
Quantity Surveyor
McLeod + Aitken
Chartered Quantity Surveyors
Suite 7.01
390 St Kilda Road
Melbourne, Victoria
2017-05-01 |  |  | 7796
Kmart Australia
#REF!

## Contents
REFIT WORKSTREAM TENDER
Tender For Kmart Store Renewal
For Australia & New Zealand Nationally
CONTENTS
OVERVIEW | Section 1
INSTRUCTIONS TO TENDER | Section 2
FORM OF TENDER | Section 3
SUMMARY | Section 4
PRELIMINARIES
OH & P | Section 5
Turnover Discount | Section 6
Site Facilities | Section 7
Labour Rates | Section 8
Hoardings | Section 9
Cleaning | Section 10
SERVICES
Electrical | Section 11
Mechanical | Section 12
Hydraulics | Section 13
Fire | Section 14
CONSTRUCTION
General Builders | Section 15
Roller Shutters | Section 16
Metalwork | Section 17
Glazed Screens | Section 18
Construction Joinery | Section 19
Floor Coverings | Section 20
Decorations | Section 21
Suspended Ceilings | Section 22
SHOP FITTING
Shop Fitting Install | Section 23
CONSULTANTS
Consultant Fees | Section 24
PROPOSED DEVIATIONS | Section 25

## Overview
REFIT WORKSTREAM TENDER
Tender For Kmart Store Renewal
For Australia & New Zealand Nationally
1 | OVERVIEW OF TENDER
1.1 | General Overview
Kmart Australia Limited (Kmart) invite you to tender for the Principal Contractor Role for store renewal. Following an exhaustive internal review from the beginning of 2018 the Kmart Store Renewal program will be split into four distinct workstreams: - - Refit - Low Cost Refit - B to C - New Store Warm Shell Fit-Out The workstreams each have a different scope of works which has been derived from budgetary aspirations and constraints to enable conversion of the remaining Kmart fleet to the Plan C Layout. Across each of the works streams key fundamentals of the Plan C Look and Feel have been mainted as the unpinning principles of a Kmart Refurbishment and New Store Project. However, in order to deliver projects within tight budgetary constraints the scope of works has been rationalised and Refined from the Refit workstream down. As part of the tender, a brief is included giving an overview of the base scope and deliverables for each of the Workstreams. This tender is based on a core scope for each Workstream which will form the basis of each project by classification. Clearly, there will be anomalies and site specific conditions in addition to the base scope which will addressed on a site specific basis. A condensed schedule of rates will form the basis of engagement which will be used to cost core scope items and assist in the negotiation of abnormal items to agree the project contract sum.
1.2 | Intent of Tender
The tender is issued as a mechanism for appointment of Kmart's Partnering Term Principal Contractors for the remainder of the Kmart program. Rates are to be fixed for a period of 28months commencing August 2017. Rates submitted a part of this tender will form the contract rates to be used on all allocated projects across the engagement.
Participants are invited to submit pricing on a national level and also with the opportunity to refine price by state. Should the participant adopt state based pricing they are to submit a completed pricing matrix for each state priced.
Participants are invited to submit pricing for all workstreams. There are no preconceived award scenario's or preferred award structure, supplier volumes etc. Engagements will be awarded on merit of tender return and capability representing best value to Kmart Renewal. The tender scope for the principal contractor consists of the following elements of which it is Kmart's intention at tender issue to be carried out via a single supplier per project. Kmart however reserve the right to adjust the scope of works prior to award and may split packages: - - Construction Work Packages including Building Services - Management, Supervision and Co-Ordination of the overall site and trades working on the site including Kmart Directs and Kmart Renewal Team Members (Merchandisers) - Gondola and Joinery Installation Work Package - BOH Racking installation Work Package - Design and Documentation of Works - Phase 1, 2 & 3 - including relevant authority approvals
Participants are also invited, should they wish, to propose any deviations to the scope of works or processes which they feel may add value or enable them to deliver projects more efficiently and a lower cost to Kmart. Please note that as a minimum a compliant bid should be submitted with any proposed deviations clearly outlined and submitted as addendums to the compliant offer.
| Period of Appointment: | 28 months commencing August 2017 - 31st December 2019. Kmart's intent upon cessation of the appointment is to renegotiate an extension for an additional 12 months for delivery of the 2020 program of works
1.3 | Tender Structure
The tender will consist of Three Stages: -
- 1st Round Pricing
- Post Tender Interview and Capability Assessment
- 2nd/Final Round Pricing
1.4 | Anticipated Program/Workload
The anticipated workload consists of 45 refurbishment projects through the term of engagement (CY 18/19) with new stores additional to this, typically new stores equate to a further 8-10 projects per annum. Further sites may be added and likewise projects may be removed form the program, postponed or accelerated. The target workload is subject to change and should not be interpreted as a guaranteed minimum or maximum volume. A further 7-10 Refurbishment projects are anticipated for 2020 with additional New Stores.
1.5 | Workload Regions
| These will be: | Australia and New Zealand - All States*
* Deemed to comprise of - ACT, NSW, NT, QLD, SA, TAS, VIC, WA, NZ
1.6 | Procurement Timetable
| Out to Tender |  | 2017-05-22
| Tender Returns |  | 2017-06-16
| Mid Tender Interviews/RFI Sessions |  | Anticipated 31st May & 1st June. Suppliers will be contacted individually with specific time slots in due course
| Shortlisting |  | W/C 26th June
| Post Tender Interviews |  | W/C 3rd July
| 2nd Round Pricing |  | Close 12th July
| Target Appointment Date |  | W/C 24th July
| Engagements Commence |  | W/C 7th August
1.7 | Supplier Requirements
Refer separate section for requirements:-
Compliance with Kmart Design and Construct Contract
Compliance with and execution of Kmart Confidentiality Agreement
Compliance with Tender Conditions and Capability to deliver projects as per workstream Briefs
1.8 | Supplementary Information
All tender documentation which will assist with your priced submission are detailed within the document transmittal

## Instructions
| KMART REFIT PROJECTS | REFIT SCHEDULE OF RATES
Instructions/Pertinent Points : -
Tender Information Kmart are looking to engage a Refit work stream principal contractor to carry out works based on an agreed schedule of rates (SOR). The SOR would be applied by the contractor to each project scope to determine their contract sum. Kmart's Refit Projects are nationwide - contractor to provide nationwide pricing. Should pricing vary by region - the tenderer is to submit a separate pricing matrix for each region tendered - which should be clearly demarked in the file name upon submission.
Engagement The Principal Contractor will be engaged directly by Kmart. For each project the Principal contractor will be charged with overall delivery of the project to agreed program and staging of works. Typical project durations and deliverables are defined within the Workstream Briefs included as part of this tender. All works are to to be assumed as taking place during the night. Only by exception will a store cease trading for the period of a Refit. Participants are to assume that they will take handover of a trading store which they will require to leave in a fit state to begin trading at the beginning of each day. Site trading hours vary by location - working hours are to be agreed with the Kmart Project Manager on a site specific basis. During the hours of work (overnight) unless by exception the stores will not be trading. Rates are to be fixed for the remainder of Kmart Programme - commencing August 2017 - 31st December 2019. Rates are to apply regardless of Metro or Non Metro site location. Travel and accommodation where applicable to be charged as a disbursement to contract rates for non metro sites (on an open book basis - contractor to provide full breakdown of charges/quotes to substantiate which will require agreement with Kmart Project Manager/QS), Kmart classification of sites as per below: - - Metro - Within 75Km Radius of State Capital CBD
Scope Quantities included in the summary are indicative of the base project by workstream - these quantities should not be taken as exact or guaranteed for each project - each project will have specific requirements however the quantities contained within are 'typical' of a Kmart Refit Project. The responsibility and scope for the Principal Contractor is outlined and detailed in the Refit scope brief which is part of the tender documentation
Supply Items 1200 kit, Signage, Joinery are supplied by Kmart - these items are to be priced as install only. All other materials are to be supplied by the contractor. IT Equipment, Data Cabling, Coldshield Doors & Security Installations are supplied and installed by Kmart Direct Contractors and do not form part of the PC Scope of Works. The PC is however required to facilitate access to site and works under construction for the Kmart Direct Contractors. The overall co-ordination, WHS, management and supervision of the site and works carried out on the site for the project contract term are the responsibility of the Principal Contractor.
Appointment The Kmart Design and Construct Contract (Draft included within Tender Documentation) will form the basis of the engagement between the Principal Contractor and Kmart for each project. A statement of compliance is included with this tender and should be executed to confirm compliance with the services agreement and submitted as part of the tender. Should there be any issues with the terms of the Services Agreement these should be referenced on the statement of compliance for review by Kmart. Confidentiality A signed copy of the Confidentiality Deed Poll should be included as part of tender submission. The details of this tender and information contained within it are strictly confidential and should not be shared with any 3rd Party without prior consent from Kmart. Any correspondence in regards the tender should be conducted via the e-tendering portal.
Tender Documentation Supplied The following information is provided to assist with pricing of the schedule of rates: - - Pricing Document - SM-07 Kmart Design and Construct Contract - Confidentiality Deed Poll - Statement of Compliance Refer tender statement for documents to be included within tender submission. Completed pricing matrix(ices) to be submitted in MS Excel Format

## Tender Statement
TENDER
To be completed by Tenderer |  | Address: | S311, 20A Lexington Drive, Bella Vista
NSW 2153
|  | Tel: | 02 9234 1000
|  | Date: | 23th June 2017
Kmart Australia Limited
Business Development, Level 2
690 Springvale Road
Mulgrave
Victoria, 3178
Sirs,
I/We hereby offer to carry out the Term Principal Contractor role for Kmart on the Store Renewal programme as detailed in the tender documentation in line with the attached Pricing Matrix, Compliance Statement and Capability Statement.
I/We agree that we have read and understood all the requirements and process of this tender and are willing to sign the warranties, appointments and confidentiality agreements as required by Kmart. We acknowledge that any deviations to the tender or specifications/briefs contained within it are to be clearly detailed as appendices to our submission and that all pricing supplied within our 'Compliant' submission meets the requirements of the tender and Kmarts Specifications/Briefs.
I/We agree that our offer remains open for acceptance for a period of 90 days from the date fixed for lodging Tenders and I/we undertake not to withdraw this offer within that period.
Your acceptance of this offer will be binding on me/us.
I am/We are, Sirs,
Samways Building & Construction
Documents to be attached to submitted Tender:
- Signed tender document.
- Completed Pricing Matrix - indicating which States these apply to (in Microsoft Excel Format)
- Statement agreeing to sign Appointment Agreements unamended.
- Signed Confidentiality Deed Poll
- Details of relevant experience to substantiate capability
To be returned electronically as per the instructions provided, not later than: 5pm Friday 16th June 2017
Should you have any queries with regards to the tender please direct all communications through the-project e-tendering portal in the first instance.
Rates contained within applicable to the following States - (Delete as Applicable): -
VIC
NSW
ACT
QLD
WA
SA
NT
TAS & NZ

## Tender Summary
REFIT (4 Weeks) - Assume c5k SLA
Code | Description | Quantity | Unit | Rate | Total | Comments
Entrance (Assume Existing 3nr Openings - 8m x 3m)
Replace Entrance Sign - including power terms removing existing sign and reconnecting power. Assumed replaced in like for like position
CF01011 | Take down existing "Kmart" signage from above existing entrance; remove debris from site | 1 | no | 460 | 460
| New Entrance sign | 1 | item | 0 | 0 | KMART DIRECT COST
Roll-up existing shutters into bulkhead to 2nr openings; terminate power and reline following works; patch columns where guides removed
CF08058 | Supply and fix 13mm plasterboard lining to underside of bulkhead where roller shutter is to be retained within bulkhead. | 8 | m2 | 73 | 584
Install alucobond portal to centre opening; existing shutter retained where possible; box out in MDF to provide frame; line out with alucobond including all express joints, forming recess for catalogue holder and bumprails to base; lower sprinkler heads to suit and install concealed heads; allow for removing/relocating electrical services to suit new portal
CJOADD18 | Supply and install new shopfront display portal frame; incorporating all alucobond claddings, express joints, MDF to frame as backing, etc | 1 | item | 22800 | 22800
CJOADD30 | Store directory, notice board, catalogue holder | 1 | item | 495 | 495
CF04008 | 50 diameter stainless steel floor mounted bump rail with 10mm thick uprights at 1.8m centres | 6 | m | 140 | 840
| Sprinkler works | 1 | item | 0 | 0 | TO BE TENDERED FOR EACH PROJECT
Infill 1nr opening with stud wall and apply Graphics; 250mm high metal skirting to mall side (assume Trolleys internal - no bumprail)
CF08013 | Supply and install 140mm thick stud wall | 24 | m2 | 85 | 2040
CF08015 | 13mm Plasterboard lining to timber stud walls, one side | 48 | m2 | 40 | 1920
CF11011 | Supply and apply paint finish to internal plasterboard walls up to 3600mm above ffl | 48 | m2 | 13.8 | 662.4
CF04004 | Clad walls to 250 High, 1.2 thick stainless steel | 8 | m | 58 | 464
| Decal Graphics | 1 | item | 0 | 0 | KMART DIRECT COST
Infill 1nr opening with new frameless glazed VM window; assume trolleys internal no bumprail
CF06001 | Supply and install 150 x 50 natural anodised glazing suite frameless glazing in accordance with AS1288-2006; including all fittings and fixtures; all fitted up complete; screen size 8000 x 3900 | 24 | m2 | 850 | 20400
VM Window Fit-out; install new 1600mm high stud wall with access door, finished plasterboard head, VM Plinth, canvas hanging rails, decoration, wall vinyls to wall. power supplies to wall and spotlighting over
CF08013 | Supply and install 140mm thick stud wall | 16 | m2 | 85 | 1360
CF08015 | 13mm Plasterboard lining to timber stud walls, one side | 32 | m2 | 40 | 1280
CF11011 | Supply and apply paint finish to internal plasterboard walls up to 3600mm above ffl | 32 | m2 | 13.8 | 441.6
CJOADD18 | Supply and install access door to VM Window partitions including frames and door hardware | 1 | no | 900 | 900
CJOADD21 | Supply and install window plinth to VM Window, timber frame with 25mm pre-finished edging board; all as per Kmart details BSD 08.07. Size veries by site specific conditions | 8 | m2 | 300 | 2400
CJOADD23 | Supply and install 3600 x 100 x 18mm Rail; Finish (L1) with metal hooks for canvas frame hanging as per Kmart Details BSD 04.02 | 1 | no | 480 | 480
CF09018 | '1200mm high 2mm thick "Forbo" vinyl sheeting, colour Snow 400 02 with DT061 "Treadsafe" trim capping, colour charcoal and "Roberts" 100mm high feather edge skirting, colour dark grey | 10 | m | 120 | 1200
New Trolley Bay
CF04010 | '76 x 38 x 2mm thick RHS tube galvanised protection rail to trolley bay with black cover caps | 10 | m | 130 | 1300
| 1 Window VM Pack | 1 | item | 0 | 0 | KMART DIRECT COST
Redecorate Mall Side of entrance; Allow 75m2
CF11011 | Supply and apply paint finish to internal plasterboard walls up to 3600mm above ffl | 75 | m2 | 13.8 | 1035
Reformat/replace EAS Gates to suit new entrance layout + floor chase and power
| Reformat/replace EAS Gates to suit new entrance layout | 1 | item | 0 | 0 | KMART DIRECT COST
CF01090 | Form floor chase in existing floor slab for services; saw cut to perimeter of floor chase 50mm deep, scabble out slab to depth of reinforcement, install 2nr 25mm dimater conduit, spray with bonding agent and infill new chase wih N25 concrete, forming flush joint with existing surfacing | 10 | m | 210 | 2100
| Total for Entrance |  |  |  | 63162
Sales Floor
New Sales Floor Kit
| - Coreflute - FY18 Rates | 1 | item | 0 | 0 | KMART DIRECT COST
| - Metal - FY18 Rates | 1 | item | 0 | 0 | KMART DIRECT COST
| - Wire - FY18 Rates | 1 | item | 0 | 0 | KMART DIRECT COST
| - Plastic/Acrylic/Specialty - FY18 Rates | 1 | item | 0 | 0 | KMART DIRECT COST
| - Decks - FY18 Rates | 1 | item | 0 | 0 | KMART DIRECT COST
| - Mannequins - FY18 Rates | 1 | item | 0 | 0 | KMART DIRECT COST
| - Tables & Timber - FY18 Rates | 1 | item | 0 | 0 | KMART DIRECT COST
- Corner Boxings
| - Installation inc Signage (Generic + 1week pre-works for relocations) Metro NSW |  | item | 201325.1059 | 0 | INCLUDES JOINERY INSTALL
| - Freight - KCC Model | 1 | item | 0 | 0 | KMART DIRECT COST
Joinery/Signage
| - Relocate & Top-Up Cosmetics | 1 | item | 0 | 0 | KMART DIRECT COST
| - Perimeter Signage Supply & Freight - FY18 Rates CV | 1 | item | 0 | 0 | KMART DIRECT COST
| - Mid Floor Signage Supply & Freight - FY18 Rates CV | 1 | item | 0 | 0 | KMART DIRECT COST
| - Other Signage excl Halo Supply & Freight - FY18 Rates CV | 1 | item | 0 | 0 | KMART DIRECT COST
| - Micro Signage - TIC | 1 | item | 0 | 0 | KMART DIRECT COST
- Focal Signage - CVSG - FY18 Within Kit cost
- Micro Signage - Design to Print - FY18 within Kit cost
| - Syleprint/Hallmark POS Increase | 1 | item | 0 | 0 | KMART DIRECT COST
| - Signage Contractor Install and Survey - Decals etc - Shopfitter Install | 1 | item | 0 | 0 | KMART DIRECT COST
| - Top-Up Disruption Pack Signage - Utilise existing | 1 | item | 0 | 0 | KMART DIRECT COST
| - CPV Units - Joinery (7nr) - Overseas Cardinal FY18 utilised | 1 | item | 0 | 0 | KMART DIRECT COST
| - CPV Units - IT (7nr) | 1 | item | 0 | 0 | KMART DIRECT COST
| - Footwear Seat/Freestanding Wall Units Supply/Freight - Oversea's Cardinal FY18 utilised | 1 | item | 0 | 0 | KMART DIRECT COST
| - VM Pack excluding allowance for Window | 1 | item | 0 | 0 | KMART DIRECT COST
| Equipment |  |  |  | 0
| - HP Photo Chairs/Q-Rail | 1 | item | 0 | 0 | KMART DIRECT COST
PC/Electrical Costs
| - Electrical Site Facilities |  | sum | 2330 | 0
| - Electrical Demolition |  | sum | 10920 | 0
| - Electrical Lighting Install |  | sum | 35024 | 0
| - Electrical Sales Floor |  | sum | 22654 | 0
| - Electrical Consumables |  | sum | 20435 | 0
Floor/Walls
- Strip off redundant old spec vinyl visible on sales floor and replace to latest spec - i.e around door openings (25m allowed)
CF01023 | Take down existing wall vinyl, skirting and trims; 1.20m high; remove debris from site | 25 | m | 16 | 400
CF09018 | '1200mm high 2mm thick "Forbo" vinyl sheeting, colour Snow 400 02 with DT061 "Treadsafe" trim capping, colour charcoal and "Roberts" 100mm high feather edge skirting, colour dark grey | 25 | m | 120 | 3000
- Strip off redundant old spec vinyl skirting to columns and allow to replace where visible on sales floor (100m)
CF01037 | Uplift existing vinyl skirtings; remove all debris from site | 100 | m | 8 | 800
CF09019 | "Roberts" 100 high feather edge skirting, colour dark grey | 100 | m | 11 | 1100
- Allow for new wall protection to exposed corners at doors and where corners exposed (10nr allowed)
CF04014 | Protection angle 50x50x1.2m high | 10 | no | 58 | 580
- Floor tile replacement - allow 200nr to Sales Floor Generally
CF09010 | Uplift existing vinyl floor tiles in 300 x 300 sizes; in individual tiles; including all adhesive, prepare existing floor slab including griding, laying latex levelling screed in accordance with Armstrong Specifications; where directed by CA; remove debris from site | 200 | no | 22 | 4400
CF09014 | Supply and install new 300 x 300 x 3 thick vinyl floor tiles to selling area; Armstrong Nylex Excelon Designer Series' Mitchell White (7H7178); individual tiles; fixing with approved adhesive all in accordance with manufacturers instructions | 200 | no | 12 | 2400
- Redecorate walls up to 3m high c700m2
CF11011 | Supply and apply paint finish to internal plasterboard walls up to 3600mm above ffl | 700 | m2 | 13.8 | 9660
- Redecorate columns 1.2m to 4.5m - Allow 30nr
CF11005 | Supply and apply paint finish to existing columns | 99 | m2 | 21 | 2079
- Redecorate existing doors - 4single/4double
CF11013 | Prepare and paint existing single leaf door and frame | 4 | no | 150 | 600
CF11014 | Prepare and paint existing double door | 4 | no | 250 | 1000
Ceiling
- Strip out redundant signage, hanging wires etc
CF01039 | Take down existing Selling Area perimeter wall / bulkhead face fixed Kmart signage complete with all fixings, adhesive etc.; making good existing holes, marks, chases etc.; remove all debris from site | 1 | sum | 1000 | 1000
CF01040 | Take down existing Selling Area hanging Kmart signage complete with all fixings and hangers; remove all debris from site | 1 | sum | 1000 | 1000
CF01041 | take down miscellaneous fixtures and loose furnishings including loose equipment, fixed equipment, noticeboards, shelving, dispensers and other small fittings etc; remove debris from site | 1 | sum | 1250 | 1250
- Spot replace ceiling tiles; allow 200no. to store
CF12013 | take down existing 1200 x 600 vinyl faced plasterboard suspended ceiling tiles; dispose off site, including all access equipment; approximately 3.80m above floor level | 200 | no | 8 | 1600
CF12014 | Supply and install new 1200 x 600 vinyl faced plasterboard suspended ceiling tiles in existing grid, including all access equipment; approximately 3.80m above floor level | 200 | no | 22 | 4400
| Total for Sales Floor |  |  |  | 35269
Checkouts - Land Plan C Layout to Centre of Store
Remove/Terminate Front Checkouts
- Strip out front checkout joinery
CF01013 | Strip out existing Customer Service Desk Joinery including ambient fixtures to this area, protection rails etc.; cap all services; remove from site | 1 | item | 1500 | 1500
CF01015 | Strip out existing Checkout Joinery items, protection rails etc.; cap all services; remove from site | 6 | no | 380 | 2280
- Cap existing Cash Tube
GBWADD7 | Cut off and cap existing Cash tube pipes above ceiling (system to be decommissioned by others) | 1 | item | 100 | 100
- Remove free standing glazed partition
CF01016 | Strip out existing glazed wall partition to end of Checkouts; overall size 5.0m x 1.75m high; remove debris from site | 1 | item | 850 | 850
| - Decomission IT | 1 | item | 0 | 0 | KMART DIRECT COST
| - Relocate PA to BOH | 1 | item | 0 | 0 | KMART DIRECT COST
- Replace section of flooring (150m2) disturbed by strip out
CF01034 | Uplift existing vinyl flooring complete with all adhesive; remove all debris from site; in stages | 150 | m2 | 18 | 2700
CF09005 | Prepare slab after removal of existing vinyl flooring; grinding, laying latex levelling screed in accordance with Armstrong Specifications; 12.5% of Selling Area; works to be carried out over approximately 2 Stages | 150 | m2 | 20 | 3000
CF09009 | Supply and install new 300 x 300 x 3 thick vinyl floor tiles to selling area; Armstrong Nylex Excelon Designer Series' Mitchell White (7H7178); fixing with approved adhesive and finishing all in accordance with manufacturers instructions; 12.5% of Selling Area; works to be carried out over approximately 2 Stages | 150 | m2 | 28 | 4200
New Central Checkouts
| - Joinery Supply - 6SCO/6Manned/CRM Shroud - Cardinal FY18 Rates | 1 | item | 0 | 0 | KMART DIRECT COST
| - SCO Install/Training | 1 | item | 0 | 0 | KMART DIRECT COST
| - CRM | 1 | item | 0 | 0 | KMART DIRECT COST
| - SCO Supply | 1 | item | 0 | 0 | KMART DIRECT COST
| - Data Cabling | 1 | item | 0 | 0 | KMART DIRECT COST
| - IT Cost Plan Items - Motorola Equip, Space Pole | 1 | item | 0 | 0 | KMART DIRECT COST
| - Cash Safe/Note Press Holder | 1 | item | 0 | 0 | KMART DIRECT COST
| - Merch Security Devices | 1 | item | 0 | 0 | KMART DIRECT COST
| - Allowance for Alarm Works | 1 | item | 0 | 0 | KMART DIRECT COST
| - Halo Sign - CV FY18 Rates | 1 | item | 0 | 0 | KMART DIRECT COST
| Total for Checkouts |  |  |  | 14630
Fitting Rooms - Land Plan C Fitting Rooms along back wall
Remove Existing
- Demolish existing fitting rooms - strip out stud walls and internal partitions/joinery
CF01022 | Take down existing plasterboard and timber framing wall existing walls; remove debris from site | 74.7 | m2 | 18 | 1344.6
CF01017 | Take down existing double leaf double swing proprietary door sets to the Warehouse; remove debris from site | 2 | no | 220 | 440
CF01031 | Strip out existing Changing room Joinery and equipment, protection rails etc.; cap all services; remove from site | 1 | sum | 1250 | 1250
- Spot replace damaged floor tiles to area (25nr)
CF09010 | Uplift existing vinyl floor tiles in 300 x 300 sizes; in individual tiles; including all adhesive, prepare existing floor slab including griding, laying latex levelling screed in accordance with Armstrong Specifications; where directed by CA; remove debris from site | 25 | no | 22 | 550
CF09014 | Supply and install new 300 x 300 x 3 thick vinyl floor tiles to selling area; Armstrong Nylex Excelon Designer Series' Mitchell White (7H7178); individual tiles; fixing with approved adhesive all in accordance with manufacturers instructions | 25 | no | 12 | 300
New Fitting Rooms
| - Euroboard Fitting Rooms - Supply/Freight | 1 | item | 0 | 0 | KMART DIRECT COST
| - Fitting Room Internals - Supply/Freight - Oversea's Cardinal FY18 | 1 | item | 0 | 0 | KMART DIRECT COST
| - Feature Wall - Supply/Freight | 1 | item | 0 | 0 | KMART DIRECT COST
Power/Services
| - Modify Sprinklers to suit layout (Allow) | 1 | item | 0 | 0 | TO BE TENDERED FOR EACH PROJECT
| - Mechanical - Allow reconfiigure supply air for new layout | 1 | item | 0 | 0 | TO BE TENDERED FOR EACH PROJECT
| Total for Fitting Rooms |  |  |  | 3884.6
Living Desk
Existing Photolab (assume desk area only - no walls)
- Strip out existing Photolab joinery/equipment etc
CF01032 | Strip out existing Entertainments Joinery and equipment, protection rails etc.; cap all services; remove from site | 1 | sum | 1850 | 1850
- Cut back and cap cash tubes
GBWADD7 | Expose existing cash tube and cut back above ceiling level and install capping piece | 1 | no | 100 | 100
- Replace flooring to area
CF01034 | Uplift existing vinyl flooring complete with all adhesive; remove all debris from site; in stages | 30 | m2 | 18 | 540
CF09005 | Prepare slab after removal of existing vinyl flooring; grinding, laying latex levelling screed in accordance with Armstrong Specifications; 12.5% of Selling Area; works to be carried out over approximately 2 Stages | 30 | m2 | 20 | 600
CF09009 | Supply and install new 300 x 300 x 3 thick vinyl floor tiles to selling area; Armstrong Nylex Excelon Designer Series' Mitchell White (7H7178); fixing with approved adhesive and finishing all in accordance with manufacturers instructions; 12.5% of Selling Area; works to be carried out over approximately 2 Stages | 30 | m2 | 28 | 840
| - Terminate and remove photolab plumbing if applicable | 1 | item | 0 | 0 | TO BE TENDERED FOR EACH PROJECT
Existing Layby (assumed recessed into BOH - returned to empty room for storage)
- Strip out existing Layby joinery/equipment
CF01033 | Strip out existing Layby Joinery and equipment, protection rails etc.; cap all services; remove from site | 1 | sum | 1450 | 1450
- Demolish existing privacy partition
CF01022 | Take down existing plasterboard and timber framing wall existing walls; remove debris from site | 20 | m2 | 18 | 360
| - Flooring |  |  |  |  | RETAINED AS EXISTING
| - Ceiling |  |  |  |  | RETAINED AS EXISTING
| - Lighting |  |  |  |  | RETAINED AS EXISTING
- Infill Layby Opening with stud wall
CF08013 | Supply and install 140mm thick stud wall | 16.8 | m2 | 85 | 1428
CF08015 | 13mm Plasterboard lining to timber stud walls, one side | 16.8 | m2 | 40 | 672
CF08052 | 6mm flush jointed fibre cement board lining to wet area | 16.8 | m2 | 55 | 924
| - Allow to relocate sprinkler to suit new wall and maintain compliance | 1 | item | 0 | 0 | TO BE TENDERED FOR EACH PROJECT
New Quad Desk
Wall/Joinery
| - New Joinery Supply/Freight - Oversea's joinery Cardinal FY18 | 1 | item | 0 | 0 | KMART DIRECT COST
- Living Desk Wall - Stud wall with openings; 3.6m high, cappings to openings, bracing back to wall, wall vinyl, skirting; shelving
CF08013 | Supply and install 140mm thick stud wall | 40 | m2 | 85 | 3400
CF08015 | 13mm Plasterboard lining to timber stud walls, one side | 80 | m2 | 40 | 3200
CF11011 | Supply and apply paint finish to internal plasterboard walls up to 3600mm above ffl | 80 | m2 | 13.8 | 1104
CF04015 | Wall capping angle 125x125 | 10.2 | m | 85 | 867
CJOADD27 | '18x 300 x 1800mm shelf | 2 | no | 384.5 | 769
CJOADD28 | '450x 450mm shelf" | 1 | no | 384.5 | 384.5
CJOADD29 | '18x 100 x 3600mm rail with metal hooks for canvas frame hanging BSD-04.02 | 1 | no | 301.99 | 301.99
| Bracing Back Living Desk | 1 | item | 0 | 0 | TO BE TENDERED FOR EACH PROJECT
| - Coldshield door to LD Wall | 1 | item | 0 | 0 | KMART DIRECT COST
- Wall vinyl to rear of desk area
CF09018 | '1200mm high 2mm thick "Forbo" vinyl sheeting, colour Snow 400 02 with DT061 "Treadsafe" trim capping, colour charcoal and "Roberts" 100mm high feather edge skirting, colour dark grey | 30 | m | 120 | 3600
Services/IT
| - Data Cabling | 1 | item | 0 | 0 | KMART DIRECT COST
| - IT Cost Plan Items - Motorola Equip, Space Pole | 1 | item | 0 | 0 | KMART DIRECT COST
| - Photo Centre Install - Kodak Alaris | 1 | item | 0 | 0 | KMART DIRECT COST
| Total for New Living Desk |  |  |  | 22390.49
BOH
| - Replace Coldshield doors to latest spec - 2nr allowed | 1 | item | 0 | 0 | KMART DIRECT COST
- Allow for forming Living Desk Lock-Up - Cage or Room and reconfig/supplement Racking
CF04021 | Security mesh with posts to Layby area | 40 | m2 | 165 | 6600
CF04022 | Single leaf access gate to security mesh; 1.2m wide x 2.1m high | 1 | no | 580 | 580
| - Online Bench and power supplies, light etc | 0 | item | 0 | 0
No further works - requests by separate Business Case
| Total for BOH |  |  |  | 7180
Staff Areas
No Works - Requests by separate Business Case
| Total For Staff Area |  |  |  | 0
Compliance & KMART Standards
| - Backflow devices to cleaners room | 1 | item | 0 | 0 | TO BE TENDERED FOR EACH PROJECT
| - Mixer Valves to Staff Area Amenities - 2 sets | 1 | item | 0 | 0 | TO BE TENDERED FOR EACH PROJECT
| - Hose Reels/Hydrants/Fire Extinguishers/Evac Plans - allowance for relocations to suit new layout | 1 | item | 0 | 0 | TO BE TENDERED FOR EACH PROJECT
| Total for Compliance |  |  |  | 0
Delivery/Supervision/Co-Ordination - Based on PC x 4 weeks
SF01001 | - Up front engagement - attendance at scoping visits, work with PM to assist programming/staging | 1 | item | 3500 | 3500
SF02A04 | - Day Foreman - to take care of deliveries and liaise with store x 4 weeks (Labour allowance to be reviewed by site and scope of works) | 4 | weeks | 3200 | 12800
SF02A05 | - Night Foreman x 4 weeks - Site Management during works | 4 | weeks | 3600 | 14400
SF03K02 | - Night Labourer x 4 weeks - Maintaining site cleanliness, carry out general duties | 4 | weeks | 2700 | 10800
| - Project Management - 2 day allocation/week x 4 weeks | 4 | weeks | 1800 | 7200
SF02A07 | - Office Staff/Estimator/Admin for project pre, during & post completion - 4 weeks | 4 | weeks | 1800 | 7200
SF03A07 | Mobilisation / demobilisation including transport and erection | 1 | item | 450 | 450
- PPE/H&S Signage/Consumables - 4 weeks
SF03A08 | Weekly hire, maintenance and servicing | 4 | weeks | 200 | 800
SF03A09 | Fire extinguishers | 4 | weeks | 30 | 120
SF03A11 | PPE | 4 | weeks | 60 | 240
SF03A11 | First Aid and Welfare | 4 | weeks | 0 | 0
| - Temp power/Lighting | Site specific review
- Bins/Waste x 20nr - Packaging/Redundant kit/downtakings/pallets
SF03F01 | Bins - 16 cubic metre - for site specific waste - base on 2nr per week x 10nr weeks (Provisional) |  | no | 950 | 0
- Forming compound for storage/bins etc - site specific requirements
| Hire cost for 2.40m high mesh temporary fencing for site compound - 60m in length; including delivery and collection from site | 4 | weeks | 850 | 3400
| Hire cost for 2.40m high mesh temporary fencing vehicle access gate for site compound 1nr; including delivery and collection from site | 4 | weeks | 150 | 600
| Hire cost for 2.40m high mesh temporary fencing pedestrian access gate for site compound 1nr; including delivery and collection from site | 4 | weeks | 25 | 100
| - Erect / dismantle temporary fencing | 60 | m | 4 | 240
| - Erect / dismantle temporary vehicle access gate | 1 | no | 100 | 100
| - Erect / dismantle temporary pedestrain access gate | 1 | no | 25 | 25
| - Maintenance of temporary fencing / gates | 4 | weeks | 20 | 80
- Insurances etc
SF03L01 | Bank Guarantee | 1 | item | 1200 | 1200
SF03L02 | M.B.A Fees | 1 | item | 2200 | 2200
SF03L03 | C.A.R Insurance | 1 | item | 2200 | 2200
| Total for Delivery |  |  |  | 67655
Cleaning
BC04 | - Daily cleaning through to store opening - 2 x 6hrs x 6 days x 4 weeks | 288 | hr | 42 | 12096
BC04 | - Final Clean - additional cleaning in final days of project prior to relaunch - 2 nights x 8 cleaners | 128 | hr | 42 | 5376
BC03 | - Strip and Seal Flooring |  | m2 | 3.5 | 0
BC10 | - Floor Scrubber Hire to maintain floor during Refit | 4 | weeks | 650 | 2600
| Total for cleaning |  |  |  | 20072
Hoardings (Living Desk Only)
- Full height hoardings for Living Desk Install and Checkouts
HOA0006 | Provide, erect and remove on completion the following temporary hoardings internally. Hire prices based on 1 linear metre per (7-day) week hire. 2500 high panels | 100 | m | 90 | 9000
HOA0011 | Delivery/collection during out of hours working hours (10pm - 6am) | 2 | item | 400 | 800
HOA0016 | Provide fabric from 2500 to FCL; tucked into grid | 100 | m | 20 | 2000
HOA0008 | Provide, erect and remove on completion the following temporary hoardings internally. Hire prices based on 1 linear metre per (7-day) week hire. Double door with push button lock | 2 | no | 280 | 560
| Total for Hoardings |  |  |  | 12360
| OH&P | 8.5
| - Comeasurate with extent of PC Contract Works | 9% | % | 178948.09 | 16105.3281 | Use rate from OH&P tab based on Contract value
| Total for OH&P |  |  |  | 16105.3281
Contingency
| - Contingency |  | % | 0 | 0
| Total for Contingency |  |  |  | 0
Professional Fee's/Surveys
| QS | 1 | item | 0 | 0 | KMART DIRECT COST
| Architect | 1 | item | 0 | 0 | D + C - N/A
| PCA | 1 | item | 0 | 0 | KMART DIRECT COST
| Services - Electrical | 1 | item | 0 | 0 | D + C - N/A
| Services - Hydraulics | 1 | item | 0 | 0 | D + C - N/A
| Services - Mechanical | 1 | item | 0 | 0 | D + C - N/A
| Services - Fire | 1 | item | 0 | 0 | D + C - N/A
| Structural | 1 | item | 0 | 0 | D + C - N/A
| PM | 1 | item | 0 | 0 | KMART DIRECT COST
| Hazmat Survey | 1 | item | 0 | 0 | SITE SPECIFIC
| Site Audit - Kit - Sabrina/3Fold | 1 | item | 0 | 0 | KMART DIRECT COST
| Sigma - Take-Off/Order Management/Freight Management | 1 | item | 0 | 0 | KMART DIRECT COST
| Building Survey | 1 | item | 0 | 0 | KMART DIRECT COST
| Safety Co-ordinator - 4 weeks | 4 | weeks | 3500 | 14000
| Total for Professional Fee |  |  |  | 14000
| High Level Project Total |  |  |  | 276708.4181
Note on C249: Fraser McGregor: Use rate from OH & P tab based on contract value

## OH&P
Overheads and Profit
Tenderers to advise overall Profit and Overheads on net construction values only excluding any Preliminary or Kmart Nominated Contractor items. Rates to include all costs excluding GST
| SCHEME | Qty | Unit | RATE
| REFURBISHMENT WORKS Profit & margin (%) for total construction cost derived from the applicable trades : For total construction cost up to $500,000 |  | % | 9%
| REFURBISHMENT WORKS Profit & margin (%) for total construction cost derived from the applicable trades : For total construction costs from $500,001 to $750,000 |  | % | 9%
| REFURBISHMENT WORKS Profit & margin (%) for total construction cost derived from the applicable trades : For total construction costs from $750,001 to $1,000,000 |  | % | 8.5%
| REFURBISHMENT WORKS Profit & margin (%) for total construction cost derived from the applicable trades : For total construction costs from $1,000,001 to $1,250,000 |  | % | 8.5%
| REFURBISHMENT WORKS Profit & margin (%) for total construction cost derived from the applicable trades : For total construction costs from $1,250,001 to $1,500,000 |  | % | 8%
| REFURBISHMENT WORKS Profit & margin (%) for total construction cost derived from the applicable trades : For total construction costs from $1,500,001 to $1,750,000 |  | % | 8%
| REFURBISHMENT WORKS Profit & margin (%) for total construction cost derived from the applicable trades : For total construction costs from $1,750,001 to $2,000,000 |  | % | 7%
Note: OH&P on variations not applicable to additional prelim or site set-up costs
| CONTRACT VARIATIONS | Qty | Unit | RATE
| Contractors Profit & Margin (%) applicable on total construction variation costs. For total variation cost under $5,000 |  | % | 10%
| Contractors Profit & Margin (%) applicable on total construction variation costs. For total variation cost between $5,001 to $10,000 |  | % | 10%
| Contractors Profit & Margin (%) applicable on total construction variation costs. For total variation cost between $10,001 to $15,000 |  | % | 10%
| Contractors Profit & Margin (%) applicable on total construction variation costs. For total variation cost between $15,001 to $20,000 |  | % | 10%
| Contractors Profit & Margin (%) applicable on total construction variation costs. For total variation cost between $20,001 to $25,000 |  | % | 8%
| Contractors Profit & Margin (%) applicable on total construction variation costs. For total variation cost over $25,001 |  | % | 8%

## Turnover Discount
Turnover Discount
Tenderer to advise lump sum discount applicable based on engagement term turnover from Kmart Australia (excl GST). NOTE: Turnover to be calculated over full term of enagement
It should be noted, that discount will be deducted from Contract Sum per scheme once applicable threshold is reached. This will be calculated on the 'Fixed Fee' tab in the cost plan. Calculation will be derived from cumulative Contract Values across all workstreams.
| SCHEME | Qty | Unit | RATE
| Lump sum discount for turnover > $1m |  | % | 0
| Lump sum discount for turnover > $2m |  | % | 0
| Lump sum discount for turnover > $3m |  | % | 0
| Lump sum discount for turnover > $4m |  | % | 0
| Lump sum discount for turnover > $5m |  | % | 0.5
| Lump sum discount for turnover > $6m |  | % | 0.5
| Lump sum discount for turnover > $7m |  | % | 0.5
| Lump sum discount for turnover > $8m |  | % | 0.5
| Lump sum discount for turnover > $9m |  | % | 0.5
| Lump sum discount for turnover > $10m |  | % | 0.75
Above discount rates only apply to the amount in dollar value exceeding the threshold

## Site facilities
TYPICAL REFURB REFIT - Site Facilities
TYPICAL SITE FACILITIES | State: | All AU & NZ
|  | Unit | RATE | COMMENTS
Under the relevant headings Contractors are required to include all
Management, Staff, Welfare, Accommodation, Services, Equipment,
Disposal and Insurances etc. required to complete the project in
accordance with the Contract Drawings and all current Legislation.
Please provide details of facilities to be provided within each
section identified below.
1. PRE-DEVELOPMENT - KMART DESKTOP TO FINAL COST PLAN (FCP) STAGE / START ON SITE
From Kmart Desktop approval to agreement of contract sum and FCP sign off
Include all necessary liaising with Kmart and Design Teams - amount
carried to Tender Summary |  | item | 3500
This element will include the following:-
- Attend site
- Assist in developing and finalising scope of works with Design Team
- Liasing and working with the Quantity Surveyor to agree the Contract Sum
AMOUNT OF PRE DEVELOPMENT PERIOD COSTS CARRIED TO TENDER SUMMARY
2. CONSTRUCTION PERIOD
2A. MANAGEMENT & STAFF
Management required - Contractors to price the following management
to carry out the Typical Refit and programme indicated on the Refit
Brief
- Day Foreman (day) - 6 day week - 12 hours per day |  | week | 3200
- Night Foreman (night) - 6 day week - 12 hours per night |  | week | 3600
- Project Management - 2 day allocation/week |  | week | 1800
- Project Management - 5 day allocation/week |  | week | 3600
- Office Based Staff - QS / Admin |  | week | 1800
- On Site Safety Co-ordinator |  | week | 3500
- Subsistence and travel - Site Manager; if applicable
- Subsistence and travel - Day Foreman; if applicable
- Subsistence and travel - Night Foreman; if applicable
- Subsistence and travel - Visiting Staff; if applicable
2A. MANAGEMENT & STAFF
3A. OFFICES & WELFARE
Provision of all offices, amentities, lunch room, containers, furniture, security cabins etc.
Office / Meeting Room |  | week | 80
Lunch Room |  | week | 70
Toilet Block |  | week | 75
Security Cabin |  | week | 65
Container |  | week | 45
Furniture |  | week | 20
Mobilisation / demobilisation including transport and erection. |  | item | 450
Weekly hire, maintenance and servicing |  | week | 200
Fire extinguishers |  | week | 30
PPE |  | week | 60
First Aid and Welfare |  | week | 25
3.A OFFICES & WELFARE
3B. HEATING, LIGHTING & POWER
Connection / disconnection - compound lighting and power |  | item | 450
Weekly charge for:- (Assumed from Store)
- Heating & power to offices |  | week | 10
- Temporary lighting and power to compound |  | week | 40
- Temporary lighting to building area |  | week | 75
3B. HEATING, LIGHTING & POWER
3C. WATER & DRAINAGE
Water & Drainage - connection / disconnection (Assumed Supply from Store) |  | item | 450
Water and Drainage - weekly charge |  | week | 50
3C. WATER & DRAINAGE
3D. TELEPHONE & COMMUNICATIONS
Telephones, e-mail and internet, connection, weekly charge |  | week | 100
3D. TELEPHONE & COMMUNICATION
3F. RUBBISH DISPOSAL - Provisional subject to Project specific appraisal
Bins - 16 cubic metre - for site specific waste - base on 2nr per week x 8nr weeks |  | nr | 950
Contractor to indicate rebate to Kmart for recovery of Cardboard |  | item |  | No rebate , no charge for removal
Contractor to indicate rebate to Kmart for recovery of metal bins |  | item |  | No rebate , no charge for removal
3H. RUBBISH DISPOSAL
3G. WATCHING & SECURITY TO SITE COMPOUND
Day-time Security (based on 84hrs per week) |  | week | 3780
Night-time Security (based on 84 hours per week) |  | week | 4200
3G. SECURITY
3H. MECHANICAL PLANT, excluding operators -
Small Tools Allowance |  | week | 50
Forklift |  | week | 750
Scissor Lift - weekly hire rate |  | week | 750
3H. MECHANICAL PLANT
3I, TEMPORARY WORKS
Hire cost for 2.40m high mesh temporary fencing for site compound - 60m in length; including delivery and collection from site |  | week | 850
Hire cost for 2.40m high mesh temporary fencing vehicle access gate for site compound 1nr; including delivery and collection from site |  | week | 150
Hire cost for 2.40m high mesh temporary fencing pedestrian access gate for site compound 1nr; including delivery and collection from site |  | week | 25
- Erect / dismantle temporary fencing |  | m | 4
- Erect / dismantle temporary vehicle access gate |  | no | 100
- Erect / dismantle temporary pedestrain access gate |  | no | 25
- Maintenance of temporary fencing / gates |  | week | 20
3I, TEMPORARY WORKS
3J. SITE SIGNAGE
To satisfy current H&S legislation, supply - erect and remove |  | item | 250
To satisfy current H&S legislation - maintenance for 10 weeks |  | item | 0
3J. SITE SIGNAGE
3K. LABOUR - General Labour, Forklift Driver, Banksman etc.
Labourer / Plant / Machine Operator - 6 days / week |  | week | 2500
Labourer / Plant / Machine Operator - 6 nights / week |  | week | 2700
General Labourer Rate /hr (Nights) |  | hr | 50
General Labourer Rate /hr (Days) |  | hr | 45
3K. LABOUR
3L. INSURANCE'S - Assume Contract Value of $1,500,000.00
Bank Gaurantee |  | item | 1200
M.B.A Fees |  | item | 2200
C.A.R Insurance |  | item | 2200
3L. INSURANCES
AMOUNT OF CONSTRUCTION PERIOD COSTS CARRIED TO TENDER SUMMARY
4. POST-CONTRACT ADMINISTRATION - From Practical Completion to Agreement of Final Account / Defects
Include any necessary works to agree Final Accounts, attendance at
sign off meetings etc. carried to Tender Summary |  | item | 750
TYPICAL REFIT PRELIMS |  |  | 46844

## Labour Rates
SCHEDULE OF RATES - MAJOR WORKS
FOR CALCULATION OF VARIATIONS WHERE SOR CANNOT BE APPLIED |  | Total Cost per Hour
|  | $ Per Hour for Normal Working Hours | $ Per Hour for Out of Hours Working
| CONCRETER | 75 | 105
| BRICKWORK | 75 | 95
| GENERAL BUILDERS WORK | 75 | 95
| STRUCTURAL STEELWORK | 80 | 110
| ROLLER SHUTTERS | 80 | 110
| METALWORK | 85 | 110
| GLAZIER | 85 | 110
| JOINER | 85 | 110
| FLOOR COVERINGS | 80 | 100
| PLASTER & TILER WORK | 80 | 100
| DECORATION | 80 | 100
|  | N/A | N/A

## Hoardings
Hoardings
ALL HOARDINGS ARE TO BE INSTALLED BY ON SITE LABOUR
Ref | Hoardings | UNIT | RATE | Comments
A44 - TEMPORARY HOARDINGS; EXTERNAL
MESH HERRAS FENCING PANELS REFERENCE ORIGINAL; INSTALLED IN ACCORDANCE WITH MANUFACTURER'S PRINTED INSTRUCTIONS
Provide, erect and remove on completion the following temporary hoardings externally
HOA0001 | 2000 high standard mesh fencing panels in 3472 widths; reinforced concrete footings | m | 25
SOLID HERAS FENCING PANELS; GALVANISED RIGIDISED SYSTEM PANELS; BACKSTAY AND KENTLEDGE STABILISING SYSTEM; 1NR BACKSTAY AND BLOCKSTRAP PER PANEL INCLUDING SANDBAG WEIGHT ON REAR BLOCK FOR STABILITY; COVER STRIPS AT ALL JOINTS; INSTALLED IN ACCORDANCE WITH MANUFACTURER'S PRINTED INSTRUCTIONS
Provide, erect and remove on completion the following temporary hoardings externally to form Contractors compound
HOA0002 | 2000 high standard solid Herras fencing panels in 2200 widths; concrete block bases to main posts and stabilising post; bases spiked into ground | m | 60
HOA0003 | extra over for providing 5000 long lockable double leaf vehicle gate set in solid fencing | nr | 500
HOA0004 | extra over for providing lockable single leaf operatives gate set in solid fencing | nr | 150
A44 - TEMPORARY HOARDINGS; INTERNAL
PROVIDE, ERECT, ADAPT, ALTER, REPOSITION AS REQUIRED AND REMOVE ON COMPLETION THE FOLLOWING TEMPORARY HOARDINGS; RE-USE-A-WALL OR EQUAL AND APPROVED INTERNAL HOARDING INCLUDING ALL FOOTINGS AND STABILISATION AS REQUIRED; INSTALLED IN ACCORDANCE WITH MANUFACTURER'S PRINTED INSTRUCTIONS
Provide, erect and remove on completion the following temporary hoardings internally
Hire prices based on 1 linear metre per (7-day) week hire
HOA0005 | 1200 high panels | m | 45
HOA0006 | 2500 high panels | m | 90
HOA0007 | Single door with push button lock | nr | 150
HOA0008 | Double door with push button lock | nr | 280
HOA0009 | 90 degree or 45 degree corner | nr | 25
Ancillaries
HOA0010 | Delivery/collection during normal working hours (6am - 10pm) | item | 300
HOA0011 | Delivery/collection during out of hours working hours (10pm - 6am) | item | 400
HOA0015 | Polythene sheeting above hoarding temporarily fixed into ceiling grid | m | 20
HOA0016 | Provide fabric from 2500 to FCL; tucked into grid | m | 25

## Cleaning
Builders Clean
Ref | Builders Cleaning | UNIT | RATE | Comments
Cleaning Operations Carried out by PC
BC03 | Strip and seal of vinyl flooring | m2 | 3.5
Cleaning Labour Rates
BC04 | General Cleaner - hourly rate (Nights) | hr | 42
BC05 | General Cleaner - hourly rate (Days) | hr | 38
BC06 | General Cleaner - hourly rate (Weekend) | hr | 48
BC10 | Scrubber Hire | wk | 650

## Electrical Site Facilities
Electrical
COMMENTS
ITEM | SUNDRIES / INCEDENATLS | Quantity | Unit | Rate | Total
SF01 | SUPPLY LIFT EQUIPMENT / WEEK | 4 | EA/WK | 180 | 720
SF02 | LIFT EQUIPMENT / DELIVER PER MACHINE | 8 | EA | 120 | 960
SF07 | ASBUILTS / MANUALS / CERTIFICATION/ HR | 1 | EA | 650 | 650
SF11 | TUBE DISPOSAL | 0 | EA | 5 | 0 | Per Tube
| SUB TOTAL |  |  |  | 2330

## Electrical Demolition
Electrical
COMMENTS
ITEM | Demolition Particulars |  | Quantity | Unit | Rate | Total
1 | SURFACE MOUNT FITTING -SS |  | 2 | EA | 25 | 50 | Existing spotlights and the like
2 | RECESSED MOUNT FITTING -SS |  | 14 | EA | 30 | 420
3 | REDUNDANT CIRCUITS |  | 40 | EA | 100 | 4000 | Removed back to switchboard
4 | CEILING ROSES |  | 7 | EA | 35 | 245 | Isolated and made safe
5 | BLANK PLATE |  | 6 | EA | 40 | 240 | Supply and installation of blank plate to replace removed GPO.
6 | SUSPENDED LIGHTING |  | 6 | EA | 25 | 150
7 | COLUMN GPOS - allow to remove and reinstall |  | 9 | EA | 40 | 360
8 | EXIT SIGNS - SS/HS |  | 13 | EA | 25 | 325
9 | CASH TUBE / HR |  | 4 | HR | 95 | 380
10 | CHECKOUTS / HR |  | 8 | HR | 95 | 760
11 | ENTERTAINMENT / HR |  | 8 | HR | 95 | 760
12 | PHOTO KIOSK / HR |  | 8 | HR | 95 | 760
13 | FITTING ROOMS / HR |  | 8 | HR | 95 | 760
14 | OFFICE / BOH / LAYBY - / HR |  | 8 | HR | 95 | 760
15 | PRICE CHECK UNITS / HR |  | 8 | HR | 95 | 760
16 | AUTO DOORS / ROLLER SHUTTER - / HR |  | 2 | HR | 95 | 190
| SUB TOTAL |  |  |  |  | 10920
INDEX
| SS | SOFT SURFACE
| HS | HARD SURFACE
| SF | SELLING FLOOR
| WW | WALL WASH

## Electrical Lighting Install
Electrical
COMMENTS
ITEM | Installation Particulars |  |  | Quantity | Unit | Rate | Total
1 | SURFACE MOUNT FITTING -SS |  |  | 16 | EA | 220 | 3520 | 15 METERS OF CABELING AND SOCKET OUTLET TO BE INCLUDED
0
2 | RECESSED MOUNT FITTING -SS |  |  | 0 | EA | 185 | 0 | 15 METERS OF CABELING AND SOCKET OUTLET TO BE INCLUDED Within suspended grid ceiling
0
3 | RECESSED MOUNT FITTING FOH - HS |  |  | 10 | EA | 195 | 1950 | 15 METERS OF CABELING AND SOCKET OUTLET TO BE INCLUDED. Within flush plasterboard ceiling
0
4 | SURFACE MOUNT SPOT LIGHT - SS |  |  | 0 | EA | 220 | 0 | 15 METERS OF CABELING AND SOCKET OUTLET TO BE INCLUDED
0
5 | i TRACK MOUNT SPOT LIGHT |  |  | 169 | EA | 16 | 2704
0
6 | SURFACE MOUNT IP RATED FITTING - SS |  |  | 2 | EA | 240 | 480 | 15 METERS OF CABELING AND SOCKET OUTLET TO BE INCLUDED
0
7 | SURFACE MOUNT IP RATED FITTING - HS |  |  | 0 | EA | 280 | 0 | 15 METERS OF CABELING AND SOCKET OUTLET & 2 LENGTHS OF CONDUIT & FIXINGS TO BE INCLUDED
0
8 | STRUT MOUNT IP RATED FITTING - SS |  |  | 0 | EA | 310 | 0 | 15 METERS OF CABELING AND SOCKET OUTLET TO BE INCLUDED
0
9 | SURFACE MOUNT PENDANT FITTING - SS |  |  | 7 | EA | 260 | 1820 | 15 METERS OF CABELING AND SOCKET OUTLET TO BE INCLUDED
0
10 | SURFACE MOUNT PENDANT FITTING - HS |  |  | 0 | EA | 330 | 0 | 15 METERS OF CABELING & SOCKET OUTLET & SUSPENSION WIRE & 1200MM UNI STRUT & FIXINGS
0
11A | EXIT SIGN - SS - Replace Existing |  |  | 30 | EA | 165 | 4950 | SOCKET OUTLET & 5 METERS OF WHITE FLEX CABLE, SUSPENSION WIRE & ADJUSTABLE GRIPPLE FITTINGS & 1NO. SUSPENSION MOUNTED PLATE
11B | EXIT SIGN - SS - Relocate Existing |  |  | 30 | EA | 225 | 6750 | SOCKET OUTLET & 5 METERS OF WHITE FLEX CABLE, SUSPENSION WIRE & ADJUSTABLE GRIPPLE FITTINGS & 1NO. SUSPENSION MOUNTED PLATE
0
12 | EXIT SIGN - HS |  |  | 0 | EA | 340 | 0 | UNI STRUT, SOCKET OUTLET & 5 METERS OF WHITE FLEX CABLE SUSPENSION WIRE & ADJUSTABLE GRIPPLE FITTINGS & 1NO. SUSPENSION MOUNTED PLATE
0
13 | EMERGENCY SURFACE MOUNT - SS |  |  | 0 | EA | 220 | 0 | 15 METERS OF CABELING AND SOCKET OUTLET TO BE INCLUDED
0
14 | EMERGENCY SURFACE MOUNT - HS |  |  | 4 | EA | 320 | 1280 | 15 METERS OF CABELING AND SOCKET OUTLET & 2 LENGTHS OF CONDUIT & FIXINGS TO BE INCLUDED
0
15 | TRACK MOUNT EMERGENCY |  |  | 0 | EA | 45 | 0
0
16 | EMERGENCY RECCEESED MOUNT - SS |  |  | 0 | EA | 195 | 0 | 15 METERS OF CABELING AND SOCKET OUTLET TO BE INCLUDED
0
17 | i TRACK 4m SURFACE MOUNT - SS |  |  | 90 | EA | 110 | 9900 | FIXINGS
0
18 | i TRACK 4m SUSPENSION MOUNT - SS |  |  | 0 | EA | 120 | 0 | SUSPENSION WIRE & UNI STRUT
0
19 | i TRACK 4m SUSPENSION MOUNT - HS |  |  | 0 | EA | 120 | 0 | SUSPENSION WIRE & UNI STRUT
0
20 | i TRACK LIGHT FITTING - SF |  |  | 0 | EA | 45 | 0
0
21 | i TRACK LIGHT FITTING - WW |  |  | 0 | EA | 45 | 0
0
22 | SUSPENSION WIRE iTRACK - SS |  |  | 0 | EA | 48 | 0 | INSTALLATION OF 6M LENGTH SUSPENSION WIRE INCLUDING FIXINGS
0
23 | SUSPENSION WIRE iTRACK - HS |  |  | 0 | EA | 105 | 0 | INSTALLATION OF 6M LENGTH SUSPENSION WIRE INCLUDING FIXINGS & UNI STRUT
0
24 | EMERGENCY LABELS |  |  | 4 | EA | 25 | 100
0
25 | PIR 360 SENSOR SUPPLIED |  |  | 2 | EA | 145 | 290
0
26 | PIR 360 SENSOR INSTALLED - SS |  |  | 2 | EA | 195 | 390 | 15 METERS OF CABELING AND SOCKET OUTLET TO BE INCLUDED
0
27 | PIR 360 SENSOR INSTALLED - HS |  |  | 0 | EA | 250 | 0 | 15 METERS OF CABELING AND SOCKET OUTLET & 2 LENGTHS OF CONDUIT & FIXINGS TO BE INCLUDED
0
28 | SIGNAGE LIGHTING FOH |  |  | 1 | EA | 890 | 890 | SOCKET CABELING INCLUDING CIRCUIT TO BE ALLOWED FOR
0
29 | RE - TUBE / CLEAN BOH FITTINGS |  |  | 0 | EA | 26 | 0
| SUB TOTAL | [5 empty] | 35024
INDEX
|  | SS | SOFT SURFACE
|  | HS | HARD SURFACE
|  | SF | SELLING FLOOR
|  | WW | WALL WASH

## Electrical Sales Floor
Electrical
COMMENTS
ITEM | PHOTO KIOSK | Quantity | Unit | Rate | Total
1 | SUPPLY 50x75 SERVICE COLUMN - 6m. | 1 | EA | 375 | 375
2 | INSTALL 50x75 SERVICE COLUMN - 6m. - SS | 1 | EA | 180 | 180
3 | INSTALL 50x75 SERVICE COLUMN - 6m. - HS | 0 | EA | 180 | 0
4 | SUPPLY ECD SKIRTING DUCT 150mm x 50mm - 3m | 3 | EA | 110 | 330
5 | INSTALL ECD SKIRTING DUCT 150mm x 50mm - 3m | 3 | EA | 95 | 285
6 | STOP ENDS | 4 | EA | 20 | 80
7 | SUPPLY GPO KITS CLIP IN | 8 | EA | 15 | 120
8 | INSTALL GPO KITS CLIP IN | 8 | EA | 25 | 200
9 | SUPPLY DATA KITS CLIP IN | 8 | EA | 15 | 120
10 | INSTALL DATA KITS CLIP IN | 8 | EA | 25 | 200
11 | SUPPLY GPOs | 8 | EA | 15 | 120
12 | INSTALL GPOs | 8 | EA | 50 | 400
13 | 2.5mm CIRCUITS | 2 | EA | 90 | 180
14 | UPS 2.5mm CIRCUITS | 0 | EA | 90 | 0
15 | 4mm CIRCUITS | 0 | EA | 140 | 0
15 | UPS 4mm CIRCUITS | 0 | EA | 140 | 0
| SUB TOTAL |  |  |  | 2590
ITEM | ENTERTAINMENT | Quantity | Unit | Rate | Total
1 | SUPPLY 50mm SERVICE COLUMN - 6m. | 1 | EA | 350 | 350
2 | INSTALL 50mm SERVICE COLUMN - 6m. - SS | 1 | EA | 180 | 180
3 | INSTALL 50mm SERVICE COLUMN - 6m. - HS | 0 | EA | 180 | 0
4 | SUPPLY GPO KITS JOINERY | 14 | EA | 15 | 210
5 | INSTALL GPO KITS JOINERY | 14 | EA | 25 | 350
6 | SUPPLY DATA KITS JOINERY | 7 | EA | 15 | 105
7 | INSTALL DATA KITS JOINERY | 7 | EA | 25 | 175
8 | SUPPLY ECD SKIRTING DUCT 150mm x 50mm - 3m | 3 | EA | 110 | 330
9 | INSTALL ECD SKIRTING DUCT 150mm x 50mm - 3m | 3 | EA | 95 | 285
10 | STOP ENDS | 4 | EA | 20 | 60
11 | SUPPLY GPO KITS CLIP IN | 5 | EA | 15 | 60
12 | INSTALL GPO KITS CLIP IN | 5 | EA | 25 | 125
13 | SUPPLY DATA KITS CLIP IN | 3 | EA | 15 | 75
14 | INSTALL DATA KITS CLIP IN | 3 | EA | 25 | 75
15 | SUPPLY GPOs | 23 | EA | 15 | 345
16 | INSTALL GPOs | 23 | EA | 55 | 1265
17 | PLASTER BRACKETS | 4 | EA | 2 | 8
18 | 2.5mm CIRCUITS | 12 | EA | 90 | 1080
19 | UPS 2.5mm CIRCUITS | 0 | EA | 90 | 0
20 | 4mm CIRCUITS | 0 | EA | 140 | 0
21 | UPS 4mm CIRCUITS | 1 | EA | 140 | 140
| SUB TOTAL |  |  |  | 5218
ITEM | EXPRESS CHECKOUTS | Quantity | Unit | Rate | Total
1 | SUPPLY 50mm SERVICE COLUMN - 6m. | 0 | EA | 350 | 0
2 | INSTALL 50mm SERVICE COLUMN - 6m. - SS | 0 | EA | 180 | 0
3 | INSTALL 50mm SERVICE COLUMN - 6m. - HS | 0 | EA | 180 | 0
4 | SUPPLY 50x75mm SERVICE COLUMN - 6m. | 2 | EA | 350 | 700
5 | INSTALL 50x75mm SERVICE COLUMN - 6m. - SS | 2 | EA | 180 | 360
6 | INSTALL 50x75mm SERVICE COLUMN - 6m. - HS | 0 | EA | 180 | 0
7 | SUPPLY ECD SKIRTING DUCT 150mm x 50mm - 3m | 0 | EA | 110 | 0
8 | INSTALL ECD SKIRTING DUCT 150mm x 50mm - 3m | 0 | EA | 110 | 0
9 | STOP ENDS | 0 | EA | 20 | 0
10 | SUPPLY GPO KITS JOINERY | 12 | EA | 15 | 180
11 | INSTALL GPO KITS JOINERY | 12 | EA | 25 | 300
12 | SUPPLY DATA KITS JOINERY | 6 | EA | 15 | 90
13 | INSTALL DATA KITS JOINERY | 6 | EA | 25 | 150
14 | SUPPLY GPOs | 14 | EA | 15 | 210
15 | INSTALL GPOs | 14 | EA | 50 | 700
16 | PLASTER BRACKETS | 0 | EA | 2 | 0
17 | 2.5mm CIRCUITS | 7 | EA | 90 | 630
18 | UPS 2.5mm CIRCUITS | 2 | EA | 90 | 180
19 | 4mm CIRCUITS | 0 | EA | 140 | 0
20 | UPS 4mm CIRCUITS | 0 | EA | 140 | 0
| SUB TOTAL |  |  |  | 3500
ITEM | SELF SERVICE CENTRAL | Quantity | Unit | Rate | Total
1 | SUPPLY 50mm SERVICE COLUMN - 6m. | 0 | EA | 350 | 0
2 | INSTALL 50mm SERVICE COLUMN - 6m. - SS | 0 | EA | 180 | 0
3 | INSTALL 50mm SERVICE COLUMN - 6m. - HS | 0 | EA | 180 | 0
4 | SUPPLY 50x75mm SERVICE COLUMN - 6m. | 1 | EA | 350 | 350
5 | INSTALL 50x75mm SERVICE COLUMN - 6m. - SS | 1 | EA | 180 | 180
6 | INSTALL 50x75mm SERVICE COLUMN - 6m. - HS | 0 | EA | 180 | 0
7 | SUPPLY ECD SKIRTING DUCT 150mm x 50mm - 3m | 4 | EA | 110 | 440
8 | INSTALL ECD SKIRTING DUCT 150mm x 50mm - 3m | 4 | EA | 110 | 440
9 | STOP ENDS | 2 | EA | 20 | 40
10 | SUPPLY GPO KITS CLIP IN | 8 | EA | 15 | 120
11 | INSTALL GPO KITS CLIP IN | 8 | EA | 25 | 200
12 | SUPPLY DATA KITS CLIP IN | 8 | EA | 15 | 120
13 | INSTALL DATA KITS CLIP IN | 8 | EA | 25 | 200
14 | SUPPLY 10A GPOs | 0 | EA | 15 | 0
15 | SUPPLY 15A GPOs | 8 | EA | 30 | 240
16 | SUPPLY 20A GPOs | 0 | EA | 45 | 0
17 | INSTALL GPOs | 8 | EA | 50 | 400
18 | PLASTER BRACKETS | 0 | EA | 2 | 0
19 | 2.5mm CIRCUITS | 8 | EA | 90 | 720
21 | UPS 2.5mm CIRCUITS | 0 | EA | 90 | 0
22 | 4mm CIRCUITS | 0 | EA | 140 | 0
22 | UPS 4mm CIRCUITS | 0 | EA | 140 | 0
| SUB TOTAL |  |  |  | 3450
ITEM | SELF SERVICE FOH | Quantity | Unit | Rate | Total
1 | SUPPLY 50mm SERVICE COLUMN - 6m. | 0 | EA | 350 | 0
2 | INSTALL 50mm SERVICE COLUMN - 6m. - SS | 0 | EA | 180 | 0
3 | INSTALL 50mm SERVICE COLUMN - 6m. - HS | 0 | EA | 180 | 0
4 | SUPPLY 50x75mm SERVICE COLUMN - 6m. | 0 | EA | 350 | 0
5 | INSTALL 50x75mm SERVICE COLUMN - 6m. - SS | 0 | EA | 180 | 0
6 | INSTALL 50x75mm SERVICE COLUMN - 6m. - HS | 0 | EA | 180 | 0
7 | SUPPLY ECD SKIRTING DUCT 150mm x 50mm - 3m | 0 | EA | 110 | 0
8 | INSTALL ECD SKIRTING DUCT 150mm x 50mm - 3m | 0 | EA | 95 | 0
9 | STOP ENDS | 0 | EA | 20 | 0
10 | SUPPLY GPO KITS CLIP IN | 0 | EA | 15 | 0
11 | INSTALL GPO KITS CLIP IN | 0 | EA | 25 | 0
12 | SUPPLY DATA KITS CLIP IN | 0 | EA | 15 | 0
13 | INSTALL DATA KITS CLIP IN | 0 | EA | 25 | 0
14 | SUPPLY 10A GPOs | 0 | EA | 15 | 0
15 | SUPPLY 15A GPOs | 0 | EA | 30 | 0
16 | SUPPLY 20A GPOs | 0 | EA | 45 | 0
17 | INSTALL GPOs | 0 | EA | 50 | 0
18 | PLASTER BRACKETS | 0 | EA | 2 | 0
19 | 2.5mm CIRCUITS | 0 | EA | 90 | 0
20 | UPS 2.5mm CIRCUITS | 0 | EA | 90 | 0
21 | 4mm CIRCUITS | 0 | EA | 140 | 0
22 | UPS 4mm CIRCUITS | 0 | EA | 140 | 0
| SUB TOTAL |  |  |  | 0
ITEM | FITTING ROOM | Quantity | Unit | Rate | Total
1 | SUPPLY 50x75 SERVICE COLUMN - 6m. | 0 | EA | 350 | 0
2 | INSTALL 50x75 SERVICE COLUMN - 6m. - SS | 0 | EA | 180 | 0
3 | INSTALL 50x75 SERVICE COLUMN - 6m. - HS | 0 | EA | 180 | 0
4 | SUPPLY ECD SKIRTING DUCT 150mm x 50mm - 3m | 0 | EA | 110 | 0
5 | INSTALL ECD SKIRTING DUCT 150mm x 50mm - 3m | 0 | EA | 95 | 0
6 | STOP ENDS | 0 | EA | 20 | 0
7 | SUPPLY GPO KITS CLIP IN | 1 | EA | 15 | 15
8 | INSTALL GPO KITS CLIP IN | 1 | EA | 25 | 25
9 | SUPPLY DATA KITS CLIP IN | 1 | EA | 15 | 15
10 | INSTALL DATA KITS CLIP IN | 1 | EA | 25 | 25
11 | SUPPLY GPOs | 1 | EA | 15 | 15
12 | INSTALL GPOs | 1 | EA | 50 | 50
13 | 2.5mm CIRCUITS | 1 | EA | 90 | 90
14 | UPS 2.5mm CIRCUITS | 0 | EA | 90 | 0
15 | 4mm CIRCUITS | 0 | EA | 140 | 0
16 | UPS 4mm CIRCUITS | 0 | EA | 140 | 0
| SUB TOTAL |  |  |  | 235
ITEM | CPV TOTEMS & COSMETICS DROPPERS | Quantity | Unit | Rate | Total
1 | SUPPLY 32mm SERVICE COLUMNS - 4m | 9 | EA | 260 | 2340
2 | INSTALL 32mm SERVICE COLUMN - 4m - SS | 9 | EA | 180 | 1620
3 | INSTALL 32mm SERVICE COLUMN - 4m - HS | 0 | EA | 180 | 0
4 | SUPPLY PLUG BASE | 9 | EA | 7 | 63
5 | INSTALL PLUG BASE UNIT | 9 | EA | 25 | 225
6 | 2.5mm CIRCUITS | 3 | EA | 90 | 270
7 | UPS 2.5mm CIRCUITS | 0 | EA | 90 | 0
15 | 4mm CIRCUITS | 0 | EA | 140 | 0
16 | UPS 4mm CIRCUITS | 0 | EA | 140 | 0
| SUB TOTAL |  |  |  | 4518
ITEM | FLEX DISPLAYS & MINI CPV | Quantity | Unit | Rate | Total
1 | SUPPLY STAINLESS WIRE & MOUNTING PLATE - 4m | 11 | EA | 55 | 605
2 | INSTALL STAINLESS WIRE & MOUNTING PLATE - 4m | 11 | EA | 95 | 1045
3 | SUPPLY 32mm SERVICE COLUMNS - 4m | 0 | EA | 260 | 0
4 | SUPPLY GPOs | 11 | EA | 15 | 165
5 | INSTALL GPOs | 11 | EA | 25 | 275
6 | 2.5mm CIRCUITS | 4 | EA | 90 | 360
7 | UPS 2.5mm CIRCUITS | 0 | EA | 90 | 0
15 | 4mm CIRCUITS | 0 | EA | 140 | 0
16 | UPS 4mm CIRCUITS | 0 | EA | 140 | 0
| SUB TOTAL |  |  |  | 2450
ITEM | ADMIN & GENERAL OFFICE / BOH | Quantity | Unit | Rate | Total
1 | SUPPLY ECD SKIRTING DUCT 150mm x 50mm - 3m | 0 | EA | 110 | 0
2 | INSTALL ECD SKIRTING DUCT 150mm x 50mm - 3m | 0 | EA | 95 | 0
3 | RIGHT ANGLE BRACKETS | 0 | EA | 15 | 0
4 | STOP ENDS | 0 | EA | 20 | 0
5 | SUPPLY GPO KITS CLIP IN | 0 | EA | 15 | 0
6 | INSTALL GPO KITS CLIP IN | 0 | EA | 25 | 0
7 | SUPPLY DATA KITS CLIP IN | 0 | EA | 15 | 0
8 | INSTALL DATA KITS CLIP IN | 0 | EA | 25 | 0
9 | SUPPLY GPOs | 0 | EA | 15 | 0
10 | INSTALL GPOs | 0 | EA | 50 | 0
11 | 2.5mm CIRCUITS | 0 | EA | 90 | 0
12 | UPS 2.5mm CIRCUITS | 0 | EA | 90 | 0
13 | 4mm CIRCUITS | 0 | EA | 140 | 0
14 | UPS 4mm CIRCUITS | 0 | EA | 140 | 0
| SUB TOTAL |  |  |  | 0
ITEM | PA RACK | Quantity | Unit | Rate | Total
1 | SUPPLY GPOs | 1 | EA | 15 | 15
2 | INSTALL GPOs | 1 | EA | 50 | 50
3 | 2.5mm CIRCUITS | 1 | EA | 90 | 90
4 | UPS 2.5mm CIRCUITS | 0 | EA | 90 | 0
5 | 4mm CIRCUITS | 0 | EA | 140 | 0
6 | UPS 4mm CIRCUITS | 0 | EA | 140 | 0
| SUB TOTAL |  |  |  | 155
ITEM | VM WALL / EAS | Quantity | Unit | Rate | Total
1 | SUPPLY GPOs | 4 | EA | 15 | 60
2 | INSTALL GPOs | 4 | EA | 50 | 200
3 | PLASTER BRACKETS | 4 | EA | 2 | 8
3 | 2.5mm CIRCUITS | 3 | EA | 90 | 270
4 | UPS 2.5mm CIRCUITS | 0 | EA | 90 | 0
5 | 4mm CIRCUITS | 0 | EA | 140 | 0
6 | UPS 4mm CIRCUITS | 0 | EA | 140 | 0
| SUB TOTAL |  |  |  | 538
| SALES FLOOR GENERALLY TOTAL |  |  |  | 22654

## Electrical Consumables
Electrical
COMMENTS
ITEM | CONSUMABLES | Quantity | Unit | Rate | Total
1 | SUPPLY UNI STRUT SLOTTED 41 x 41 - 6m | 0 | EA | 47 | 0
2 | INSTALL UNI STRUT SLOTTED 41 x 41 - 6m | 0 | EA | 145 | 0
3 | SUPPLY UNI STRUT SOLID 41 x 21 - 6m | 0 | EA | 28 | 0
4 | INSTALL UNI STRUT SOLID 41 x 21 - 6m | 0 | EA | 125 | 0
5 | SUPPLY UNISTRUT JOINER PLATES | 0 | EA | 7 | 0
6 | INSTALL UNISTRUT JOINER PLATES | 0 | EA | 15 | 0
7 | SUPPLY UNISTRUT SPRING NUTS | 0 | EA | 1 | 0
8 | INSTALL UNISTRUT SPRING NUTS | 0 | EA | 5 | 0
9 | SUPPLY 10mm BOOKER ROD | 0 | EA | 5 | 0
10 | INSTALL 10mm BOOKER ROD | 0 | EA | 125 | 0
11 | SUPPLY SUSPENSION KITS ( UNI STRUT ) | 0 | EA | 4 | 0 | PER METER RATE
12 | INSTALL SUSPENSION KITS ( UNI STRUT ) | 0 | EA | 35 | 0
13 | SUPPLY 150mm LADDER TRAY - 3m | 0 | EA | 16 | 0
14 | INSTALL 150mm LADDER TRAY - 3m | 0 | EA | 92 | 0
15 | SUPPLY 300mm LADDER TRAY -3m | 0 | EA | 23 | 0
16 | INSTALL 300mm LADDER TRAY -3m | 0 | EA | 92 | 0
17 | SUPPLY 450mm LADDER TRAY - 3m | 0 | EA | 32 | 0
18 | INSTALL 450mm LADDER TRAY - 3m | 0 | EA | 92 | 0
19 | SUPPLY 600mm LADDER TRAY - 3m | 0 | EA | 37 | 0
20 | INSTALL 600mm LADDER TRAY - 3m | 0 | EA | 98 | 0
| SUB TOTAL |  |  |  | 0
ITEM | SWITCHBOARDS / DISTRIBUTION | Quantity | Unit | Rate | Total
1 | SUPPLY RCBO ELQ | 71 | EA | 125 | 8875
2 | INSTALL RCBO | 71 | EA | 35 | 2485
3 | UPS INSTALLATION FOR REGISTERS | 1 | EA | 3850 | 3850 | Supply and install of UPS unit if new required
4 | 32A 3 PHASE TEMPORARY POWER | 1 | EA | 1200 | 1200 | Site Specific item. For use by flooring contractor where significant area's of flooring are to be replaced. Allow 50m cable run as basis
5 | 3 PHASE TEMPORARY POWER COMPOUND | 1 | EA | 850 | 850 | Site Specific item. For use by principal contractor for compound lighting/power and the like. Allow 50m cable run as basis
6 | SWITCHBOARD SCHEDULES | 8 | EA | 45 | 360 | Retype only
7 | THERMOSCAN / BOARD | 0 | EA | 125 | 0
8 | SUPPLY CONTACTORS | 4 | EA | 147 | 588 | Allowance made for 20amp 4 pole
9 | INSTALL CONTACTORS | 4 | EA | 125 | 500
10 | SPOTLIGHT CIRCUITS | 8 | EA | 170 | 1360 | 1 x 4mm single phase circuit excluding RCD
11 | SUPPLY KEY SWITCH TO SPOTLIGHTS | 1 | EA | 87 | 87
11 | INSTALL KEY SWITCH TO SPOTLIGHTS | 1 | EA | 280 | 280 | EXCLUDE WIRING
| SUB TOTAL |  |  |  | 20435
| CONSUMABLES TOTAL |  |  |  | 20435

## Mechanical
Mechanical Installation
Ref | Mechanical | Unit | Rate | Comments
Labour Rates
MS01 | Mechanical Labour - Hourly Rate (Day) | hr | 90
MS02 | Mechanical Labour - Hourly Rate (Out of Hours) | hr | 110
MS03 | Mechanical Labour - Hourly rate (Weekend) | hr | 120

## Hydraulics
hydraulics
Ref | Hydraulics | UNIT | Rate | Comments
Labour Rates
H01 | Plubmer - Hourly Rate (Day) | hr | 90
H02 | Plumber - Hourly Rate (Out of Hours) | hr | 110
H03 | Plumber - Hourly rate (Weekend) | hr | 120

## Fire Services
Fire Services
Primebuild
Ref | Fire Services | UNIT | Rate | Comments
Labour Rates
FS01 | Sprinkler Contractor - Hourly Rate (Day) | hr | 150
FS02 | Sprinkler Contractor - Hourly Rate (Out of Hours) | hr | 224
FS03 | Sprinkler Contractor - Hourly rate (Weekend) | hr | 224
FS04 | Hydraulic (FHR/Hydrant) - Hourly Rate (Day) | hr | 100
FS05 | Hydraulic (FHR/Hydrant) - Hourly Rate (out of Hours) | hr | 120
FS06 | Hydraulic (FHR/Hydrant) - Hourly Rate (Weekend) | hr | 130
FS07 | Dry Fire Contractor (EWIS/Smoke Detection) - Hourly Rate (Day) | hr | 100
FS08 | Dry Fire Contractor (EWIS/Smoke Detection) - Hourly Rate (Out of Hours) | hr | 120
FS09 | Dry Fire Contractor (EWIS/Smoke Detection) - Hourly Rate (Weekend) | hr | 130
FS07 | Dry Fire Contractor (EWIS/Smoke Detection) - Hourly Rate (Day) | hr | 100
FS08 | Dry Fire Contractor (EWIS/Smoke Detection) - Hourly Rate (Out of Hours) | hr | 120
FS09 | Dry Fire Contractor (EWIS/Smoke Detection) - Hourly Rate (Weekend) | hr | 130

## General Builders
General Builders Work
Ref | General Builders Work | UNIT | RATE | Comments
Demolitions
CF01001 | Take down existing roller shutter and support frame; size 4000 x 3000; remove debris from site | no. | 1220
GBWADD1 | Take down existing panel lift door and any associated support frame, motors, guide rails, fixings etc; size 6500 x 3500; remove all debris from site | no. | 1480
CF01002 | Take down existing glazed double leaf door set; size 2000 x 2250; remove debris from site | no. | 610
GBWADD2 | Disconnect and remove existing glazed automatic sliding doorset including any associated support frames, motor units, fixings etc; size 2400 x 2400; remove debris from site | no. | 750
CF01003 | Take down existing glazed screens; size 4000 x 3000; remove debris from site | no. | 780
CF01007 | Take down existing plasterboard and timber framed bulkhead; overall size 1.0m x 1.0m x 10m long, remove debris from site | sum | 360
GBWADD4 | Carefully remove existing plasterboard soffit; retaining existing framing and prepare for re-lining | m2 | 22
GBWADD5 | Take down/remove section of existing bulkhead to allow for raising entrance ceiling height; removal comprising 3nr faces and cut back framing; typical overall girth 4.5m (2 x 1m faces and 2.5m soffit) | m2 | 30
CF01008 | Take down existing floor mounted bump rails to glazed screens | m | 35
CF01011 | Take down existing "Kmart" signage from above existing entrance; remove debris from site | no. | 460
GBWADD3 | Carefully remove existing portal framing to entrance column including all finishes; comprising 2 false/lined out columns and bulkhead detail/section over; approx size 3.5m high x 7m wide across one entrance bay | item | 720
CF01013 | Strip out existing Customer Service Desk Joinery including ambient fixtures to this area, protection rails etc.; cap all services; remove from site | sum | 1500
CF01014 | Strip out existing steel rail system forming trolley bay, consisting of posts fixed to concrete slab and horizontal rails; overall size on plan 3.0m x 2.0m x 1.1m high; remove debris from site | item | 180
CF01015 | Strip out existing Checkout Joinery items, protection rails etc.; cap all services; remove from site | no. | 380 | per checkout
CF01016 | Strip out existing glazed wall partition to end of Checkouts; overall size 5.0m x 1.75m high; remove debris from site | item | 850
GBWADD6 | Take down existing checkout canopy fixed to existing columns including any suspension system and fixings (price not to include services); approx size 12m long x 4m wide; remove all debris from site | item | 1200
GBWADD7 | Expose existing cash tube and cut back above ceiling level and install capping piece | no. | 100
GBWADD8 | Uplift existing service trench cover plate; strip out all redundant conduit and cabling, infill penetration to slab approx depth 100-150mm with concrete or suitable alternative ensuring flush finish with edges of existing surrounding slab and prepare surface in readiness for new vinyl flooring (Price not to include services) | m | 240
CF01017 | Take down existing double leaf double swing proprietary door sets to the Warehouse; remove debris from site | no. | 220
CF01018 | Take down existing double leaf timber door set; remove debris from site | no. | 220
CF01019 | Take down existing timber stud partitions; remove debris from site | m2 | 18
CF01020 | Take down existing blockwalls (non Structural); remove debris from site | m2 | 75
CF01021 | Take down existing blockwalls (Structural); remove debris from site | m2 | 130
CF01022 | Take down existing plasterboard and timber framing wall existing walls; remove debris from site | m2 | 18
CF01023 | Take down existing wall vinyl, skirting and trims; 1.20m high; remove debris from site | m | 16
CF01024 | Take down existing vinyl faced plasterboard suspended ceiling system including tiles, grid and suspension system; remove debris from site | m2 | 10.4
CF01025 | Take down existing plasterboard and timber framed bulkhead; overall size 1.0m x 1.0m x 10m long, remove debris from site | sum | 360
CF01026 | Take down existing mirrors from columns; remove debris from site | nr | 40
CF01027 | Take down existing steel protection to columns 600 x 600 x 1.5m high; remove debris from site | nr | 50
CF01028 | Strip plasterboard and timber framing to columns 600 x 600 x 2.0m high; remove debris from site | nr | 40
CF01029 | Take down steel corner edge protection; remove debris form site | nr | 20
CF01030 | Strip out existing Photolab Joinery and equipment, protection rails etc.; cap all services; remove from site | sum | 1800
CF01031 | Strip out existing Changing room Joinery and equipment, protection rails etc.; cap all services; remove from site | sum | 1250
CF01032 | Strip out existing Entertainments Joinery and equipment, protection rails etc.; cap all services; remove from site | sum | 1850
CF01033 | Strip out existing Layby Joinery and equipment, protection rails etc.; cap all services; remove from site | sum | 1450
CF01034 | Uplift existing vinyl flooring complete with all adhesive; remove all debris from site; in stages | m2 | 18
CF01037 | Uplift existing vinyl skirtings; remove all debris from site | m | 8
CF01038 | Take down existing wall mounted signs | sum | 450
CF01039 | take down existing Selling Area perimeter wall / bulkhead face fixed Kmart signage complete with all fixings, adhesive etc.; making good existing holes, marks, chases etc.; remove all debris from site | sum | 1000
CF01040 | take down existing Selling Area hanging Kmart signage complete with all fixings and hangers; remove all debris from site | sum | 1000
CF01041 | take down miscellaneous fixtures and loose furnishings including loose equipment, fixed equipment, noticeboards, shelving, dispensers and other small fittings etc; remove debris from site | sum | 1250
GBWADD9 | Carefully remove existing surveillance window and associated frame from within existing wall; make good surrounding surfaces in readiness for wall infill; size 2000 x 2500mm | no. | 600
CF01045 | Removal of chain mesh enclosure wall / dividing panels; remove debris from site | m2 | 45
CF01046 | Removal of chain mesh enclosure single leaf doors; remove debris from site | no. | 55
CF01047 | Take down existing single leaf timber door set; remove debris from site | no. | 110
CF01053 | Take down existing galvanised steel 1.0m high handrails with mid rail bolted to concrete slab; remove debris from site | m | 35
CF01051 | Take down existing timber wall mounted bump rails; remove debris from site | m | 65
GBWADD10 | Dismantle, take-down and remove existing racking bays; 1.2m wide | no. | 80
GBWADD11 | Dismantle, take-down and remove existing racking bays; 1.8m wide | no. | 85
GBWADD12 | Dismantle, take-down and remove existing pallet racking bays | no. | 105
GBWADD13 | Making good to concrete slab area on removal of existing racking bays; infilling of bolt holes and lightly grind slab to ensure no trip hazards present | m2 | *** | ** to be assessed on site specific basis
GBWADD14 | Dismantle and remove existing proprietry mezzanine system including associated racking uprights supporting deck, all joists and timber floor decking | m2 | *** | ** to be assessed on site specific basis
GBWADD16 | Dismantle, take down and remove from site existing power conveyor system | no. | *** | ** to be assessed on site specific basis
GBWADD17 | Take down existing galvanised steel staircase to mezzanine, remove all risers, treads, string and handrail sections; dispose all debris off site; size 3m height span comprising 12nr treads | no. | 1500
GBWADD18 | Install racking bays; 1.2m wide |  | 185
GBWADD19 | Install racking bays; 1.8m wide |  | 225
CF01066 | Uplift existing vinyl flooring complete with all adhesive; remove all debris from site | m2 | 18
CF01067 | Uplift existing non slip safety vinyl flooring complete with all adhesive; remove all debris from site | m2 | 18
CF01074 | Strip out existing office workbench, 0.75m wide x 0.7m high x 4.0m long; remove debris from site | no. | 157.4
CF01075 | Strip out existing wall mounted file storage unit, 0.40m wide x 1.0m high x 1.7m long; remove debris from site | no. | 120
CF01076 | Strip out existing lunch room bench unit, disconnect sink unit and cap services; overall size 0.6 wide x 0.92 high x 3.0m wide; remove debris from site | no. | 750
CF01077 | take down miscellaneous fixtures and loose furnishings including loose equipment, fixed equipment, noticeboards, shelving, dispensers and other small fittings etc; remove debris from site | sum | 1200
Concrete Works
CF01090 | Form floor chase in existing floor slab for services; saw cut to perimeter of floor chase 50mm deep, scabble out slab to depth of reinforcement, install 2nr 25mm dimater conduit, spray with bonding agent and infill new chase wih N25 concrete, forming flush joint with existing surfacing | m | 210
Masonry Works
CF01119 | form opening for single leaf door in existing external, non structural, 150 thick reinforced precast concrete wall panel; overall size 1250 wide x 2200 high; level sole and form square jambs and head; building in suitably sized steel support system to the Structural Engineers satisfaction, include all necessary temporary support / propping as required; remove debris from site | nr | 1570
CF01120 | form opening for single leaf door in existing external, load bearing, 250 thick reinforced precast concrete wall panel; overall size 1250 wide x 2200 high; level sole and form square jambs and head; building in suitably sized steel support system to the Structural Engineers satisfaction, include all necessary temporary support / propping as required; remove debris from site | nr | 2500
CF01121 | form opening for double leaf door in existing external 150 thick reinforced precast concrete wall panel; overall size 2200 wide x 2500 high; level sole and form square jambs and head; building in suitably sized steel support system to the Structural Engineers satisfaction, include all necessary temporary support / propping as required; remove debris from site | nr | 2270
CF01122 | form opening for double leaf door in existing external, load bearing, 250 thick reinforced precast concrete wall panel; overall size 2200 wide x 2500 high; level sole and form square jambs and head; building in suitably sized steel support system to the Structural Engineers satisfaction, include all necessary temporary support / propping as required; remove debris from site | nr | 3800
CF01123 | form opening for glazed screen in existing external, non structural, 150 thick reinforced precast concrete wall panel; overall size 4000 wide x 3000 high; level sole and form square jambs and head; building in suitably sized steel support system to theStructural Engineers satisfaction, include all necessary temporary support / propping as required; remove debris from site | nr | 3000
CF01124 | form opening for glazed screen in existing external, load bearing, 250 thick reinforced precast concrete wall panel; overall size 4000 wide x 3000 high; level sole and form square jambs and head; building in suitably sized steel support system to theStructural Engineers satisfaction, include all necessary temporary support / propping as required; remove debris from site | nr | 5000
CF01125 | form opening in existing 230 thick double brick wall, overall size 0.7m wide x 0.7m high, opening starts 0.75m above floor level; level base and form square jambs both sides; cut out for, supply and insert approved suitably sized lintel; include all necessary temporary support / propping as required; remove debris from site | no. | 1360
GBWADD22 | form opening for single leaf door in existing 230 thick double brick walll; overall size 1250 wide x 2200 high; level sole and form square jambs and head; building in suitably sized steel support system to the Structural Engineers satisfaction, include all necessary temporary support / propping as required; remove debris from site | nr | 1750
CF01126 | form opening in existing 230 thick double brick wall, overall size 1.5m wide x 2.2m high; level sole and form square jambs both sides; cut out for, supply and insert approved suitably sized lintel; include all necessary temporary support / propping as required; remove debris from site | no. | 2200
CF01127 | form opening in existing 230 thick double brick wall, overall size 2.0m wide x 2.2m high; level sole and form square jambs both sides; cut out for, supply and insert approved suitably sized lintel; include all necessary temporary support / propping as required; remove debris from site | no. | 2800
CF01128 | form opening in existing 230 thick double brick wall, overall size 4.50m wide x 2.65m high; level sole and form square jambs both sides; cut out for, supply and insert approved suitably sized lintel; include all necessary temporary support / propping as required; remove debris from site | no. | 5200
CF01136 | form opening in existing 100 thick brick wall, overall size 0.7m wide x 0.7m high, opening starts 0.75m above floor level; level base and form square jambs both sides; cut out for, supply and insert approved suitably sized lintel; include all necessary temporary support / propping as required; remove debris from site | no. | 1180
CF01137 | form opening in existing 100 thick brick wall, overall size 1.0m wide x 2.2m high; level sole and form square jambs both sides; cut out for, supply and insert approved suitably sized lintel; include all necessary temporary support / propping as required; remove debris from site | no. | 1650

## Roller Shutters
Roller Shutters
Ref | Roller Shutters |  | RATE | Comments
Entrance Feature
CF03001 | Electrically operated roller door including roller shutter, guides, handles, hardware and accessories to suit door opening 3500 X 3900 as Kmart Door Type T14 as BSD-05.03 and BSD-05.10 | m2 | 10780
CF03002 | Electrically operated roller door including roller shutter, guides, handles, hardware and accessories to suit door opening 8000 X 3900 as Kmart Door Type T14 as BSD-05.03 and BSD-05.10 | m2 | 22150

## Metalwork
Metalwork
Ref | Metalwork | UNIT | RATE | Comments
CF04001 | Clad columns 600 x 600 to 3.0m High, 1.2 thick stainless steel | no | 955
CF04004 | Clad walls to 250 High, 1.2 thick stainless steel | m | 58
CF04008 | 50 diameter stainless steel floor mounted bump rail with 10mm thick uprights at 1.8m centres | m | 140
CF04010 | 76 x 38 x 2mm thick RHS tube galvanised protection rail to trolley bay with black cover caps | m | 130
METADD1 | Floor mounted glazing protection rail including all fixings and finishing, to front entrance glazing and VM Window | m | 180
CF04011 | Clad columns 250 x 250 to 1.2m High, 1.2 thick stainless steel | no | 276
CF04012 | Clad columns 600 x 600 to 1.2m High, 1.2 thick stainless steel | no | 480
CF04013 | Clad walls to 250 High, 1.2 thick stainless steel | m | 58
CF04014 | Protection angle 50x50x1.2m high | no | 58
CF04015 | Wall capping angle 125x125 | m | 85
CF04017 | Allow for s/s bollard to selling area; including delivery and installation | no | 280
METADD3 | 76 x 38 x 2mm thick RHS tube galvanised protection rail to trolley bay with black cover caps; to rear of bike wall as BSD08.06 | m | 130
CF04018 | 120 diameter heavy gauge galvanised steel bollards filled with concrete | no. | 350
CF04020 | Guard angle 50x50x3.0m long | no | 90
CF04021 | Security mesh with posts to Layby area | m2 | 165
CF04022 | Single leaf access gate to security mesh; 1.2m wide x 2.1m high; T10 | no | 580
METADD4 | Double leaf access gate to security mesh; 2.4m wide x 2.1m high; T11 | no. | 850
CF04023 | Chequer plate fixed to walls | m2 | 175
CF04024 | Chequer plate fixed to floors | m2 | 175
CF04025 | 1.0m high galvanised steel railings complete with intermediate posts and mid rail | m | 310

## Glazed Screens
Glazed Screens & Doors
Ref | Glazed Screens | UNIT | RATE | Comments
Entrance Feature
Mall Entry
CF06001 | Supply and install 150 x 50 natural anodised glazing suite frameless glazing in accordance with AS1288-2006; including all fittings and fixtures; all fitted up complete; screen size 8000 x 3900 | m2 | 850 | 19mm clear toughened
Airlock Entry
CF06002 | External Glazing - Supply and install 150 x 50 natural anodised glazing suite, transom system in accordance Australian Standards, 6.38mm minimum laminated and toughened solar grey tint glass to Australian Standards. Minimum 6.38 comfort plus clear 3.9 U vlue and 0.61 SHGC | m2 | 672
CF06003 | External Glazing - Supply and install 150 x 50 natural anodised glazing suite, transom system in accordance Australian Standards, 6.38mm minimum laminated and toughened sandblasteded glass to Australian Standards. Minimum 6.38 comfort plus clear 3.9 U vlue and 0.61 SHGC | m2 | 693
CF06004 | Internal Glazing - Supply and install 150 x 50 natural anodised glazing suite, transom system in accordance Australian Standards, 6.38mm minimum laminated and toughened clear glass to Australian Standards | m2 | 725
CF06005 | Supply and install Dorma Model No. EL301 or equal and approved frameless automatic bi-parting door set with natural anodised aluminium finish in accordance with Australian standards; including all fittings and fixtures; all fitted up complete; opening size 2.1m wide x 3.02m high | no. | 12200

## Construction Joinery
Construction Joinery
Ref | Construction Joinery | UNIT | RATE | Comments
Entrance Feature
CF08001 | Timber framing to (4nr) faces of structural steel columns, 4.0m high; 203 x 203 UC | no. | 300
CF08002 | 13mm Plasterboard lining to structural steel columns framng, 0.25 x 0.25 x 4.0m high | no. | 330
CF08005 | Bulkhead - plasterboard and timber framed bulkhead; overall size 0.5m wide x 1.0m high | m | 175
CJOADD2 | Bulkhead relining - plasterboard lining fixed to existing bulkhead framing | m2 | 45
CF08006 | 19mm plywood lining to stud wall for fittings | m2 | 60
CJOADD1 | New shopfront display portal frame; incorporating all alucobond claddings, express joints etc; comprising 2nr upright column sections and head/bulkhead detail; to suit opening size 7m wide x 3m high. Refer BSD10.01 | no. | 22800
CJOADD50 | Alternative low cost display portal frame; details to be provided Friday 26/05 | no. | 19600
CJOADD17 | Supply and install canvass hanging rails to VM Window | item | 450
CJOADD18 | Supply and install access door to VM Window partitions including frames and door hardware | no. | 900
CJOADD21 | Supply and install window plinth to VM Window, timber frame with 25mm pre-finished edging board; all as per Kmart details BSD 08.07. Size veries by site specific conditions | m2 | 300
CJOADD22 | 25mm KD hardwood capping with rebate painted fixed to top of stud wall; as per Kmart detail BSD 08.07 | m | 65
Selling
CF08007 | Timber framing to (4nr) faces of structural steel columns, 4.0m high; 203 x 203 UC | no. | 300
CF08008 | 13mm Plasterboard lining to structural steel columns framng, 0.25 x 0.25 x 4.0m high | no. | 330
CF08009 | 13mm Plasterboard lining to structural steel columns framng, 0.6 x 0.6 x 4.0m high | no. | 512
CF08010 | Timber framing to brickwork walls | m2 | 60
CF08011 | 13mm Plasterboard lining to timber framing | m2 | 40
CF08012 | Supply and install 90mm thick stud wall | m2 | 64
CF08013 | Supply and install 140mm thick stud wall | m2 | 85
CF08014 | 19mm plywood lining to stud wall <10m2 | m2 | 60
CF08015 | 13mm Plasterboard lining to timber stud walls, one side | m2 | 40
CF08021 | 9mm MDF wall linings | m2 | 45
CF08022 | 15mm MDF panels on timber split battens | m2 | 85
CF08023 | Infill door opening with 140mm thick stud wall and 13mm plasterboard both sides; size 2.0m wide x 2.1m high | no. | 625
CF08024 | Infill opening with 140mm thick stud wall and 13mm plasterboard both sides; size 0.75m wide x 0.75m high | no. | 500
CF08029 | Double leaf one hour fire rated door set including doors, ironmongery and frames, facings all fitted up complete as Kmart Door Type T8 as BSD-05.02 and BSD-05.10 | no. | 3430
CF08030 | Single leaf one hour fire rated door set including door, ironmongery and frames all fitted up complete as Kmart Door Type T9 as BSD-05.02 and BSD-05.10 | no. | 1841
CF08031 | Double leaf PVC door set including doors, ironmongery and frames, facings all fitted up complete as Kmart Door Type T16 as BSD-05.03 and BSD-05.10 | no. | 2764
CF08032 | Supply and fix 'Emergency Exit This Door is Alarmed' signage as Kmart detail BSD-05.20 | no. | 68
CF08033 | Supply and fix 'Emergency Exit Only This Door is Alarmed' signage as Kmart detail BSD-05.20 | no. | 68
CJOADD3 | 300 x 1800 x 18mm shelving; finish L1 as per Kmart Details BSD 08.05 | no. | 380
CJOADD23 | Supply and install 3600 x 100 x 18mm Rail; Finish (L1) with metal hooks for canvas frame hanging as per Kmart Details BSD 04.02 | no. | 480
CJOADD25 | Supply and install Packing Bench Unit 2.80m wide x 1.0m high x 0.8m deep all as per Kmart Details BSD-04.03 | no. | 2900
CF08037 | 13mm Firestop board lining to timber stud walls, one side | m2 | 55
CF08038 | Single leaf door set including door, ironmongery and frames, facings all fitted up complete as Kmart Door Type T3 as BSD-05.01 and BSD-05.10 | no. | 1450
CF08039 | Single leaf one hour fire rated door set including door, ironmongery and frames, facings all fitted up complete as Kmart Door Type T4 as BSD-05.01 and BSD-05.10 | no. | 1841
CF08040 | Single leaf sliding door set including door, ironmongery and frames all fitted up complete as Kmart Door Type T12 as BSD-05.02 and BSD-05.10 | no. | 1300
CF08041 | Single leaf door set including door, ironmongery and frames, facings all fitted up complete as Kmart Door Type T17 as BSD-05.03 and BSD-05.10 | no. | 1290
CJOADD13 | Single leaf cavity sliding door, ironmongery and frames, facings all fitted up complete as Kmart Door Type T18 as BSD-05.01 | no. | 980
CF08042 | Single leaf one hour fire rated door set including door, ironmongery and frames, facings all fitted up complete as Kmart Door Type T19 as BSD-05.04 and BSD-05.10 | no. | 1841
CJOADD14 | Single leaf solid core flush panel door, ironmongery and frames, facings all fitted up complete as Kmart Door Type T20 as BSD-05.01 | no. | 1650
CJOADD16 | Double leaf concealed access hatch, ironmongery and frames, facings all fitted up complete as Kmart Door Type T23 as BSD-05.01 | no. | 1490
CF08052 | 6mm flush jointed fibre cement board lining to wet area | m2 | 55
CF08058 | Supply and fix 13mm plasterboard lining to underside of bulkhead where roller shutter is to be retained within bulkhead. | m2 | 73
CF08062 | Single leaf door set including door, ironmongery and frames, facings all fitted up complete as Kmart Door Type T1 as BSD-05.01 and BSD-05.10 | no. | 1469
CF08063 | Single leaf door set including door, ironmongery and frames, facings all fitted up complete as Kmart Door Type T2 as BSD-05.01 and BSD-05.10 | no. | 1469
CF08064 | Single leaf Security door set including door, ironmongery and frames, facings all fitted up complete as Kmart Door Type T5 as BSD-05.01 and BSD-05.10 | no. | 3577
CF08065 | Single leaf sliding door set including door, ironmongery and frames all fitted up complete as Kmart Door Type T12 as BSD-05.02 and BSD-05.10 | no. | 1300
CJOADD15 | Single leaf solid core flush panel door, ironmongery and frames, facings all fitted up complete as Kmart Door Type T21 as BSD-05.01 | no. | 1890
CJOADD16 | Single leaf solid core flush panel door, ironmongery and frames, facings all fitted up complete as Kmart Door Type T22 as BSD-05.01 | no. | 1970
CF08074 | Supply and install Lunch room bench; overall size 0.6m wide x 1.065m high x 3.0m long all as per Kmart Lunch Bench details BSD-04.01; excluding hot water system, Mechanical and Hydraulics services | no. | 4200
CJOADD7 | Supply and install General Bench 3.6m wide x 0.74m high x 0.75m deep all as per Kmart details BSD-04.02 | no. | 1700.82
CJOADD8 | Supply and install General Bench 2m wide x 0.74m high x 0.75m deep all as per Kmart details BSD-04.02 | no. | 1055.12
CJOADD27 | '18x 300 x 1800mm shelf | no. | 384.5
CJOADD28 | '450x 450mm shelf" | no. | 384.5
CJOADD29 | '18x 100 x 3600mm rail with metal hooks for canvas frame hanging BSD-04.02 | no. | 301.99
CJOADD30 | Store directory, notice board, catalogue holder | item | 495

## Floor Coverings
Floor Coverings
Ref | Floor Coverings |  | Rate | Total | RATE | Comments
#REF!
| Selling |  |  | #REF!
| Floor Preparation; Large Areas |  |  | #REF!
CF09003 | Prepare slab after removal of existing vinyl flooring; grinding, laying latex levelling screed in accordance with Armstrong Specifications; 100% of Selling Area; works to be carried out over approximately 8 Stages | m2 | 22.5034 | #REF! | 20 | single pass grind (3 phase) and 1mm skim coat
CF09004 | Prepare slab after removal of existing vinyl flooring; grinding, laying latex levelling screed in accordance with Armstrong Specifications; 50% of Selling Area; works to be carried out over approximately 4 Stages | m2 | 22.5034 | #REF! | 20 | single pass grind (3 phase) and 1mm skim coat
CF09005 | Prepare slab after removal of existing vinyl flooring; grinding, laying latex levelling screed in accordance with Armstrong Specifications; 12.5% of Selling Area; works to be carried out over approximately 2 Stages | m2 | 22.5034 | #REF! | 20 | single pass grind (3 phase) and 1mm skim coat
CF09006 | Allow for additional floor preparation for moisture rising protection | m2 | 16.2524 | #REF! | 15 | 2 coats Ardex WPM368 roll coat moisture barrier
| Floor Vinyl; Large Areas |  |  | #REF!
CF09007 | Supply and install new 300 x 300 x 3 thick vinyl floor tiles to selling area; Armstrong Nylex Excelon Designer Series' Mitchell White (7H7178); fixing with approved adhesive and finishing all in accordance with manufacturers instructions; 100% of Selling Area; works to be carried out over approximately 8 Stages | m2 | 26.2539 | #REF! | 26
CF09008 | Supply and install new 300 x 300 x 3 thick vinyl floor tiles to selling area; Armstrong Nylex Excelon Designer Series' Mitchell White (7H7178); fixing with approved adhesive and finishing all in accordance with manufacturers instructions; 50% of Selling Area; works to be carried out over approximately 4 Stages | m2 | 26.2539 | #REF! | 28
CF09009 | Supply and install new 300 x 300 x 3 thick vinyl floor tiles to selling area; Armstrong Nylex Excelon Designer Series' Mitchell White (7H7178); fixing with approved adhesive and finishing all in accordance with manufacturers instructions; 12.5% of Selling Area; works to be carried out over approximately 2 Stages | m2 | 26.2539 | #REF! | 28
FCOADD1 | Install only new 300 x 300 x 3 thick vinyl floor tiles to selling area; Armstrong Nylex Excelon Designer Series' Mitchell White (7H7178); fixing with approved adhesive and finishing all in accordance with manufacturers instructions; 100% of Selling Area; works to be carried out over approximately 16 Stages | m2 | N/A |  | 16
FCOADD2 | Install only new 300 x 300 x 3 thick vinyl floor tiles to selling area; Armstrong Nylex Excelon Designer Series' Mitchell White (7H7178); fixing with approved adhesive and finishing all in accordance with manufacturers instructions; 100% of Selling Area; works to be carried out over approximately 8 Stages | m2 | N/A |  | 18
FCOADD3 | Install only new 300 x 300 x 3 thick vinyl floor tiles to selling area; Armstrong Nylex Excelon Designer Series' Mitchell White (7H7178); fixing with approved adhesive and finishing all in accordance with manufacturers instructions; 100% of Selling Area; works to be carried out over approximately 2 Stages | m2 | N/A |  | 18
| Floor Preparation; Repairs to Existing Vinyl Tiles |  | 0 | #REF!
CF09010 | uplift existing vinyl floor tiles in 300 x 300 sizes; in individual tiles; including all adhesive, prepare existing floor slab including griding, laying latex levelling screed in accordance with Armstrong Specifications; where directed by CA; remove debris from site | no. | 12.5019 | #REF! | 22
| Floor Vinyl; Repairs to Existing Vinyl Tiles |  |  | #REF!
CF09014 | Supply and install new 300 x 300 x 3 thick vinyl floor tiles to selling area; Armstrong Nylex Excelon Designer Series' Mitchell White (7H7178); individual tiles; fixing with approved adhesive all in accordance with manufacturers instructions | no. | 12.5019 | #REF! | 12
FCOADD4 | Install only new 300 x 300 x 3 thick vinyl floor tiles to selling area; Armstrong Nylex Excelon Designer Series' Mitchell White (7H7178); individual tiles; fixing with approved adhesive all in accordance with manufacturers instructions | no. | N/A |  | 8
CF09018 | 1200mm high 2mm thick "Forbo" vinyl sheeting, colour Snow 400 02 with DT061 "Treadsafe" trim capping, colour charcoal and "Roberts" 100mm high feather edge skirting, colour dark grey | m | 107.5161 | #REF! | 120
FCOADD8 | INSTALL ONLY 1200mm high 2mm thick "Forbo" vinyl sheeting, colour Snow 400 02 with DT061 "Treadsafe" trim capping, colour charcoal and "Roberts" 100mm high feather edge skirting, colour dark grey | m | N/A |  | 95
CF09019 | "Roberts" 100 high feather edge skirting, colour dark grey | m | 8.7513 | #REF! | 11
FCOADD9 | INSTALL ONLY "Roberts" 100 high feather edge skirting, colour dark grey | m | N/A |  | 10
CF09020 | Remove existing expansion joint, supply and install new Miska RWMA expansion plate to vinyl flooring | m | 125.0187 | #REF! | 105
CF09021 | Remove existing expansion joint, supply and install new Miska ACS Series heavy duty expansion joint cover to vinyl flooring | m | 373.8058 | #REF! | 315
#REF!

## Decorations
Decorations
Ref | Decorations | UNIT | RATE | Comments
Selling
CF11003 | Repaint surrounding wall area in selling area above gondola; blockwork | m2 | 17.8
CF11004 | Repaint surrounding wall area in selling area above gondola; plaster | m2 | 15.7
CF11005 | Supply and apply paint finish to existing columns | m2 | 21
CF11006 | Supply and apply paint finish to existing columns approximately 600mm x 600mm from 1200mm to 3600mm ffl | m2 | 19
CF11008 | Supply and apply paint finish to plasterboard ceiling height 3200mm | m2 | 14.5
CF11009 | Supply and apply paint finish to new bulkheads | m2 | 15.7
CF11010 | Supply and apply paint finish to existing blockwork walls up to 3600mm above ffl | m2 | 17.8
CF11011 | Supply and apply paint finish to internal plasterboard walls up to 3600mm above ffl | m2 | 13.8
CF11012 | Paint to p/d and plywood to stud walls | m2 | 15.7
CF11013 | Prepare and paint existing single leaf door and frame | No. | 150
CF11014 | Prepare and paint existing double door | No. | 250
CF11018 | Prepare and apply floor sealer to new concrete floors | m2 | 40
CF11019 | Prepare and apply floor sealer to existing concrete floors | m2 | 40
CF11023 | Linemarking to BOH Warehouse | m | 12.6

## Suspended Ceilings
Suspended Ceilings
Ref | Suspended Ceilings | UNIT | RATE | Comments
CF12008 | New 1200 x 600 vinyl faced plasterboard suspended ceiling system including grids, tiles, accessories and suspension systems; suspension approximately 2.00m; suspension obstructed by services | m2 | 58
CF12009 | Removing and replacing ceiling tiles to allow access to services; various locations | m2 | 17
CF12013 | take down existing 1200 x 600 vinyl faced plasterboard suspended ceiling tiles; dispose off site, including all access equipment; approximately 3.80m above floor level | no. | 8
CF12014 | Supply and install new 1200 x 600 vinyl faced plasterboard suspended ceiling tiles in existing grid, including all access eqipment; approximately 3.80m above floor level | no. | 22
SSCADD4 | Install only new 1200 x 600 vinyl faced plasterboard ceiling tile into existing grid | no. | 9

## Shop Fitting Install
REFURBISHMENT (PROGRAM AS PER WORKSTREAM)
Bay Rates to be priced based on works being carried out over stages; works for Refit, Low Cost Refit and B2C projects are carried out overnight. A refurbishment project consists of reconfiguring an existing store layout into the Plan C Layout. Existing non 1200 kit is distmantled and removed from the sales floor by the shopfitter to bins for disposal. BtoC projects have existing 1200 kit, an proportion of this kit will be retained in the new layout. The amount of kit to be re-used will vary by store.
To Be Read In Conjuction; 1200 Kit Manual; Joinery Installation Guide and Relevant Kmart Standard Details
Bay Rate Type | Description | Qty | Unit | Metro $ | Total M $
Bay Rate Pricing Note: Kmart seek individual bay rates per bay with Primary and Secondary Install separated. The bay rate is to include the labour cost to install the bay (Primary or Secondary); The installation cost is deemed to include: - - Handling and unloading of staged deliveries of components - Removing packaging and discarding to Carboard/General Waste Bins (Provided by Kmart/PC) - Checking off delivery manifest - Set-Out - Assembly of components to form bays as per Kmart Kit Manual and Planograms - Tidy working area on completion and remove waste to bins - Any tasks deemed neccessary by the contractor to complete staged installation which is not specifically listed as a bar rate item NOTE: - Supervision, Project Management and/or Leading Hand are to be costed as separate items and are not to form part of bay rates. The bay rate is to consist of only installation labour costs as noted above. - Where the Gondola installer is acting a PC for the site Project Management and Site Management is deemed inclusive of main preliminaries and should not be costed separately. - Primary bay rate for mid-floor units, unless noted End Bay/Single Sided, deemed to be per module i.e both sides of Gondola. - Secondary bay rates deemed to be one side only. i.e One Mid Floor Unit Primary will = 2nr Secondary units.
Travel & Disbursements: - - The tender is to be priced as a Metro Installation (Kmart definition of Metro is within a 75KM Radius of nearest state capital) - Travel and Subsistence costs in relation to non metro sites are to be agreed on an open book site specific basis. Costs will be submitted along with full breakdown for review and agreement with the Kmart Project Manager and Kmart QS. Base Rates for Subsistence are contained within the tender with travel and accomodation to be site specific.
EXISTING STORE EQUIPMENT |  |  |  | Metro $ | Total M $ | Additional Info
DEMOLITION
Demo Rate 1 | Dismantle and remove existing Perimeter Bays; Discard from store into Metal Bins (Bins Provided by Kmart/PC) | 230 | nr | 21.1544 | 4865.5147
Demo Rate 2 | Dismantle and remove existing Mid Floor Bays; Discard from store into Metal Bins (Bins Provided by Kmart/PC) | 1250 | nr | 31.1397 | 38924.6324
Demo Rate 3 | Dismantle and Remove existing Tables/Loose Fixtures; Discard from store into Metal/General Waste Bins (Bins Provided by Kmart/PC) | 50 | nr | 42.3088 | 2115.4412
GONDOLAS
1200High
Bay Rate 1A | 1200H Gondola Bay Rate; Primary Only (Starter) | 4 | nr | 42.3088 | 169.2353
Bay Rate 1B | 1200H Gondola Bay Rate; Primary Only (Add-On) | 10 | nr | 42.3088 | 423.0882
Bay Rate 1C | 1200H Gondola Bay Rate; Primary Only (End) | 4 | nr | 35.2574 | 141.0294
Bay Rate 1D | 1200H Gondola Bay Rate; Secondary Only | 32 | nr | 12.6721 | 405.5059
1500High
Bay Rate 2A | 1500H Gondola Bay Rate; Primary Only (Starter) | 84 | nr | 42.3088 | 3553.9412
Bay Rate 2B | 1500H Gondola Bay Rate; Primary Only (Add-On) | 300 | nr | 42.3088 | 12692.6471
Bay Rate 2C | 1500H Gondola Bay Rate; Primary Only (End) | 237 | nr | 35.2574 | 8355.9926
Bay Rate 2D | 1500H Gondola Bay Rate; Secondary Only | 1005 | nr | 12.6721 | 12735.4191
Bay Rate 2E | 1500H Gondola Bay Rate; Primary Only (SINGLE SIDED) |  |  | 42.3088 | 0
Bay Rate 2F | 1500H Gondola Bay Rate; Secondary Only (SINGLE SIDED) |  |  | 12.6721 | 0
1850High
Bay Rate 3A | 1850H Gondola Bay Rate; Primary Only (Starter) | 39 | nr | 63.4632 | 2475.0662
Bay Rate 3B | 1850H Gondola Bay Rate; Primary Only (Add-On) | 79 | nr | 63.4632 | 5013.5956
Bay Rate 3C | 1850H Gondola End Bay Rate; Primary Only | 69 | nr | 42.3088 | 2919.3088
Bay Rate 3D | 1850H Gondola Bay & End Bay Rate; Secondary Only | 305 | nr | 12.6721 | 3864.9779
2150High
Bay Rate 4A | 2150H Gondola Bay Rate; Primary Only (Starter) | 26 | nr | 63.4632 | 1650.0441
Bay Rate 4B | 2150H Gondola Bay Rate; Primary Only (Add-On) | 104 | nr | 63.4632 | 6600.1765
Bay Rate 4C | 2150H Gondola End Bay Rate; Primary Only | 95 | nr | 42.3088 | 4019.3382
Bay Rate 4D | 2150H Gondola Bay & End Bay Rate; Secondary Only | 355 | nr | 12.6721 | 4498.5809
2500High
Bay Rate 5A | 2500H Gondola Bay Rate; Primary Only (Starter) |  |  | 63.4632 | 0
Bay Rate 5B | 2500H Gondola Bay Rate; Primary Only (Add On) |  |  | 63.4632 | 0
Bay Rate 5C | 2500H Gondola Bay Rate; Secondary Only |  |  | 12.6721 | 0
3400High
Bay Rate 6A | 3400H Gondola Bay Rate; Primary Only (Starter) | 53 | nr | 63.4632 | 3363.5515
Bay Rate 6B | 3400H Gondola Bay Rate; Primary Only (Add On) | 38 | nr | 63.4632 | 2411.6029
Bay Rate 6C | 3400H Gondola End Bay Rate; Primary Only | 19 | nr | 42.3088 | 803.8676
Bay Rate 6D | 3400H Gondola Bay & End Bay Rate; Secondary Only | 201 | nr | 12.6721 | 2547.0838
Bay Rate 7A | 3400H Gondola Bay Rate; Primary Only (HIGH BAY) (Starter) | 15 | nr | 63.4632 | 951.9485
Bay Rate 7B | 3400H Gondola Bay Rate; Primary Only (HIGH BAY) (Add On) | 24 | nr | 63.4632 | 1523.1176
Bay Rate 7B | 3400H Gondola Bay Rate; Secondary Only (HIGH BAY) | 78 | nr | 12.6721 | 988.4206
Bay Rate 8A | 3400H Gondola Bay Rate; Primary Only (HALF HIGH BAY) (Starter) |  |  | 63.4632 | 0
Bay Rate 8B | 3400H Gondola Bay Rate; Primary Only (HIGH BAY) (Add On) |  |  | 63.4632 | 0
Bay Rate 8C | 3400H Gondola Bay Rate; Secondary Only (HALF HIGH BAY) |  |  | 12.6721 | 0
PERIMETER BAYS
Bay Rate 9A | 1200H Perimeter Wall Bay Rate; Primary Only (Starter) | 3 | nr | 42.3088 | 126.9265
Bay Rate 9B | 1200H Perimeter Wall Bay Rate; Primary Only (Add On) | 9 | nr | 31.8088 | 286.2794
Bay Rate 9C | 1200H Perimeter Wall Bay Rate; Secondary Only | 12 | nr | 12.6721 | 152.0647
Bay Rate 10A | 1500H Perimeter Wall Bay Rate; Primary Only (Starter) | 5 | nr | 42.3088 | 211.5441
Bay Rate 10B | 1500H Perimeter Wall Bay Rate; Primary Only (Add On) | 18 | nr | 42.3088 | 761.5588
Bay Rate 10C | 1500H Perimeter Wall Bay Rate; Secondary Only | 23 | nr | 12.6721 | 291.4574
Bay Rate 48A | 2150H Perimeter Wall Bay Rate; Primary Only (Starter) |  |  | 63.4632 | 0
Bay Rate 48B | 2150H Perimeter Wall Bay Rate; Primary Only (Add On) |  |  | 63.4632 | 0
Bay Rate 48C | 2150H Perimeter Wall Bay Rate; Secondary Only |  |  | 12.6721 | 0
Bay Rate 11A | 3400H Perimeter Wall Bay Rate; Primary Only (Starter) |  |  | 63.4632 | 0
Bay Rate 11B | 3400H Perimeter Wall Bay Rate; Primary Only (Add On) | 4 | nr | 63.4632 | 253.8529
Bay Rate 11C | 3400H Perimeter Wall Bay Rate; Secondary Only | 4 | nr | 12.6721 | 50.6882
Bay Rate 12A | 3600H Perimeter Wall Bay Rate; Primary Only (Starter) | 1 | nr | 63.4632 | 63.4632
Bay Rate 12B | 3600H Perimeter Wall Bay Rate; Primary Only (Add On) | 111 | nr | 63.4632 | 7044.4191
Bay Rate 12C | 3600H Perimeter Wall Bay Rate; Secondary Only | 112 | nr | 12.6721 | 1419.2706
Bay Rate 13A | 3400H Perimeter Wall Bay Rate; Primary Only (HIGH BAY) (Starter) |  |  | 63.4632 | 0
Bay Rate 13B | 3400H Perimeter Wall Bay Rate; Primary Only (HIGH BAY) (Add On) |  |  | 63.4632 | 0
Bay Rate 13C | 3400H Perimeter Wall Bay Rate; Secondary Only (HIGH BAY) |  |  | 12.6721 | 0
Bay Rate 14A | 3600H Perimeter Wall Bay Rate; Primary Only (HIGH BAY) (Starter) | 22 | nr | 63.4632 | 1396.1912
Bay Rate 14B | 3600H Perimeter Wall Bay Rate; Primary Only (HIGH BAY) (Add On) | 45 | nr | 63.4632 | 2855.8456
Bay Rate 14C | 3600H Perimeter Wall Bay Rate; Secondary Only (HIGH BAY) | 67 | nr | 12.6721 | 849.0279
TABLES & TOTEM UNITS
Bay Rate 15A | T1 Table Construction Bay Rate | 2 | nr | 84.4118 | 168.8235
Bay Rate 15B | T2 Table Construction Bay Rate | 12 | nr | 84.4118 | 1012.9412
Bay Rate 15C | T3 Table Construction Bay Rate |  |  | 84.4118 | 0
Bay Rate 16A | 1500H Totem Unit Bay Rate; Primary Only | 23 | nr | 42.3088 | 973.1029
Bay Rate 16B | 1500H Totem Unit Bay Rate; Secondary Only | 23 | nr | 12.6721 | 291.4574
Bay Rate 17A | 2150H Totem Unit Bay Rate; Primary Only |  |  | 63.4632 | 0
Bay Rate 17B | 2150H Totem Unit Bay Rate; Secondary Only |  |  | 12.6721 | 0
Bay Rate 18A | 3400H Totem Unit Bay Rate; Primary Only |  |  | 63.4632 | 0
Bay Rate 18B | 3400H Totem Unit Bay Rate; Secondary Only |  |  | 12.6721 | 0
SPECIALTY
Bay Rate 19A | Flex Unit Bay Rate (Starter) | 2 | nr | 63.4632 | 126.9265
Bay Rate 19A | Flex Unit Bay Rate (Add On) | 4 | nr | 63.4632 | 253.8529
Bay Rate 20A | Indoor Furniture Unit Bay Rate; Primary Only (Starter) | 1 | nr | 42.3088 | 42.3088
Bay Rate 20B | Indoor Furniture Unit Bay Rate; Primary Only (Add On) | 3 | nr | 42.3088 | 126.9265
Bay Rate 20C | Indoor Furniture Unit Bay Rate; Secondary Only | 4 | nr | 12.6721 | 50.6882
BIKE/CORNER UNITS
Bay Rate 21 | 1500 Mid Floor Bike Unit Bay Rate | 1 | nr | 269.1397 | 269.1397
Bay Rate 22 | 2150 Mid Floor Bike Unit Bay Rate . |  |  | 462.6279 | 0
Bay Rate 23A | Corner Wall Bike Unit Bay Rate; Primary Only | 1 | nr | 462.6279 | 462.6279
Bay Rate 23B | Corner Wall Bike Unit Bay Rate; Secondary Only | 1 | nr | 75.6412 | 75.6412
Bay Rate 24A | Corner Unit Bay Rate; Primary Only |  |  | 252.4221 | 0
Bay Rate 24B | Corner Unit Bay Rate; Secondary Only |  |  | 75.6412 | 0
PHOTO DESK UNITS
Bay Rate 25A | Free Standing Photo Desk Bay Rate Primary & Secondary; (Starter) | 1 | nr | 110.9294 | 110.9294
Bay Rate 25B | Free Standing Photo Desk Bay Rate Primary & Secondary; (Add On) | 2 | nr | 110.9294 | 221.8588
Bay Rate 26A | Photo Desk Perimeter Wall Bay Rate; Primary & Secondary (Starter) |  |  | 110.9294 | 0
Bay Rate 26B | Photo Desk Perimeter Wall Bay Rate; Primary & Secondary (Add On) |  |  | 110.9294 | 0
FOCAL UNITS
Bay Rate 27A | Kids Focal Single Bay; Bay Rate; Primary & Secondary including installation of Focal Signage (Supplied by Others) |  |  | 257.6309 | 0
Bay Rate 27B | Kids Focal Two Bay; Bay Rate; Primary & Secondary including installation of Focal Signage (Supplied by Others) |  |  | 515.2618 | 0
Bay Rate 27C | Kids Focal Four Bay; Bay Rate; Primary & Secondary including installation of Focal Signage (Supplied by Others) | 1 | nr | 1030.5338 | 1030.5338
Bay Rate 27D | Kids Focal Five Bay; Bay Rate; Primary & Secondary including installation of Focal Signage (Supplied by Others) |  |  | 1288.1647 | 0
Bay Rate 27E | Kids Focal Mid Floor; Bay Rate; Primary & Secondary including installation of Focal Signage (Supplied by Others) |  |  | 515.2618 | 0
Bay Rate 28 | Home Focal; Bay Rate; Primary & Secondary including installation of Focal Signage (Supplied by Others) | 1 | nr | 3091.6015 | 3091.6015
Bay Rate 29 | Film Night Focal; Bay Rate; Primary & Secondary including installation of Focal Signage (Supplied by others) | 1 | nr | 277.6324 | 277.6324
SERVICE WALL
Bay Rate 30A | 3600H Service Wall; Bay Rate; Primary and Secondary including installation of Speciality units (Supplied by others) | 1 | nr | 469.7103 | 469.7103
Bay Rate 30B | 3400H Service Wall; Bay Rate; Primary and Secondary including installation of Speciality units (Supplied by others) |  |  | 469.7103 | 0
Bay Rate 30C | 2100H Service Wall; Bay Rate; Primary and Secondary including installation of Speciality units (Supplied by others) |  |  | 469.7103 | 0
FEATURE WALL
Bay Rate 31 | Standard 6 Bay; Bay Rate; Primary Only | 1 | nr | 252.4118 | 252.4118
COSMETICS
Bay Rate 32 | EDA Cosmetics Units; Relocation of existing units and installation of top-up equipment | 1 | item | 4309.0868 | 4309.0868
APPAREL UNITS
Bay Rate 33 | 6 Way Rack; Assemble and position | 25 | nr | 28.2059 | 705.1471
Bay Rate 34 | 4 Way Lingerie Unit; Assemble and position |  |  | 28.2059 | 0
MISC UNITS
Bay Rate 35 | Car Battery Unit; Assemble & Position | 1 | nr | 35.2574 | 35.2574
Bay Rate 36 | Weight Stand; Assemble and Position | 1 | nr | 21.1544 | 21.1544
Bay Rate 37 | Fishing Rod Unit; Bay Rate; Secondary Only | 2 | bays | 12.6721 | 25.3441
SIGNAGE
Bay Rate 38 | Installation of Perimeter Grey Banding; Bay Rate | 300 | nr | 35.2574 | 10577.2059
Bay Rate 39 | Installation of Mid-Floor Signage; Bay Rate | 250 | nr | 21.1544 | 5288.6029
Bay Rate 49 | Installation of corner wall graphic signage | 3 | nr | 126.6176 | 379.8529
JOINERY
Bay Rate 40 | Installation of CPV Price Check Units | 7 | nr | 42.3088 | 296.1618
Bay Rate 41 | Set Out and Installation of Checkout Joinery; Complete Installation (Refer Cardinal Drawings - Express Checkout) | 1 | item | 2279.1176 | 2279.1176
Bay Rate 42 | Set Out and Installation of Living Desk Joinery; Complete Installation (Refer Cardinal Drawings - Express Checkout) | 1 | item | 3038.8235 | 3038.8235
Bay Rate 43 | Set Out and Installation of Fitting Room Internals Joinery; Complete Installation (Refer Standard Details FSD 28 Series) | 1 | item | 3038.8235 | 3038.8235
Bay Rate 44 | Set Out and Installation of Fitting Room Prefabricated Panels; Complete Installation (Refer Standard Details FSD 28 Series) | 1 | item | 6077.6471 | 6077.6471
Bay Rate 45 | Set out and installation of Fitting Room Feature Wall; Complete Installation (Refer Standard Details FSD 20.01 - 0.7) | 1 | item | 2279.1176 | 2279.1176
MISC ITEMS
Bay Rate 45 | Queue Management System (Complete Structure installation) | 1 | nr | 337.6471 | 337.6471
Bay Rate 46A | Corner Box - 2 sided - 2100 x 1200 x 600 (supply and install to site) | 2 | nr | 1232.7206 | 2465.4412
Bay Rate 46B | Corner Box - 4 sided - 1500 x 600 x 600 (supply and install to site) | 1 | nr | 1057.7206 | 1057.7206
Bay Rate 47 | Timber battens and Extension posts for fixing grey banding to bulkhead or the like; supply and installation including install of grey banding where Bay Rate 38 not applicable | 10 | nr | 60.7868 | 607.8676
ADDITIONAL ITEMS
Add 1 | Gondola Relocations; Unit rate for relocation of existing Gondola Bays | 100 | bays | 14.1029 | 1410.2941
Add 2 | Flooring Works; Shift rate for relocation of existing Gondola's for flooring stages to be completed; Roll On - Roll Off | 5 | stages | 3714.1176 | 18570.5882 | Confirm number of personell included for here Includes - 4 men x 11 hrs
Add 3 | Palletise return equipment for pick-up by Kmart; per pallet rate | 2 | Pallets | 84.4118 | 168.8235
Add 4 | Palletise return equipment for pick-up by Kmart; per pallet rate - SECONDARY KIT | 10 | Pallets | 84.4118 | 844.1176
MANAGEMENT & PRELIMINARIES
MAN 1 | - Leading Hand (day) - per day (10 Hour Shift) | 0 | days | 658.8235 | 0
MAN 2 | - Leading Hand (night) - per night (10hr Shift) | 12 | nights | 864.7059 | 10376.4706
MAN 3 | - Project Manager - Visits (Where Shopfitter is not acting as PC) | 2 | visits | 617.6471 | 1235.2941
MAN 4 | - Subsistence; per night; install team (Non Metro Sites) |  | night | 77.2059 | 0 | Confirm number of personell included for here per person - twin share
MAN 5 | - Subsistence; per night; Leading Hand (Non Metro Sites) |  | night | 77.2059 | 0 | per person - single share
PLANT
Plant 1 | Scissor Lift | 2 | weeks | 509.5588 | 1019.1176
Plant 2 | Pallet Jack | 2 | weeks | 226.4706 | 452.9412
Plant 3 | Delivery & Collection - Scissor & Pallet Jacks - (Metro) | 1 | item | 432.3529 | 432.3529
0
0
0
0
Any Additional Items deemed necessary to achieve merchandise stages to be added by tenderer
Contractor Rate 1 | ** |  |  |  | 0
Contractor Rate 2 | ** |  |  |  | 0
Contractor Rate 3 | ** |  |  |  | 0
Contractor Rate 4 | ** |  |  |  | 0
Contractor Rate 5 | ** |  |  |  | 0
230414.8515
Tenderer to include scope/reasoning of any items added into Contractor Rate Items: -
Notes
*Corner Box rates to be provided based on dimensions indicated, where sizes differ per project rate to be pro-rata'd based on surface area in m2. Shopfitter to provide dimensions as quoted for individual stores for cost validation by QS.
** Tenderer is invited to propose any additional scope items they feel are required by the Shopfitter outwith Bay Rates in order to complete merchandise staging. Tenderer is invited to propose rates for these works for review by KMART.
|  |  |  | Secondary | 29089.7456

## Consultant Fees
Consultant Fees
Ref | Consultant Fees | UNIT | RATE | Comments
| Architect |  |  | N/A as per RFI
| Phase 0 Pre-Feasibility | sum
| Phase 1 Feasibility | sum
| Phase 2 Detailed Design | sum
| Phase 3 Construction | sum
| Services - Electrical |  |  | N/A as per RFI
| Phase 0 Pre-Feasibility | sum
| Phase 1 Feasibility | sum
| Phase 2 Detailed Design | sum
| Phase 3 Construction | sum
| Services - Hydraulics |  |  | N/A as per RFI
| Phase 0 Pre-Feasibility | sum
| Phase 1 Feasibility | sum
| Phase 2 Detailed Design | sum
| Phase 3 Construction | sum
| Services - Mechanical |  |  | N/A as per RFI
| Phase 0 Pre-Feasibility | sum
| Phase 1 Feasibility | sum
| Phase 2 Detailed Design | sum
| Phase 3 Construction | sum
| Services - Fire |  |  | N/A as per RFI
| Phase 0 Pre-Feasibility | sum
| Phase 1 Feasibility | sum
| Phase 2 Detailed Design | sum
| Phase 3 Construction | sum
| Structural |  |  | N/A as per RFI
| Phase 0 Pre-Feasibility | sum
| Phase 1 Feasibility | sum
| Phase 2 Detailed Design | sum
| Phase 3 Construction | sum

## Proposed Deviations
REFIT WORKSTREAM TENDER
Tender For Kmart Store Renewal
For Australia and New Zealand Nationally
25 | Proposed Deviations
25.1 | Any proposed deviations to specification are to be attached to tender submission (as Appendix A) with relevant details (specifications notes, drawings, pricing, etc.)
25.2 | Where any deviations are proposed supplier to reference items affected, and provide alternate pricing for the items within appendices.
25.3 | NOTE: IN THE EVENT DEVIATIONS ARE PROPOSED THE SUPPLIER IS STILL REQUIRED TO SUBMIT PRICING BASED ON COMPLIANT SPECIFICATION. DEVIATION IS TO BE PROVIDED AS AN ALTERNATIVE OPTION FOR KMART CONSIDERATION.
25.4 | Information in regards any non compliant offer submitted (i.e deviations to Kmart Specification) is to be appended to tender submission